## Landscape
Landscape & Turf Division Price List
Pricing Effective September 1, 2025
All item numbers, model numbers and pricing is subject to change without notice.
Refer to the PDF or printed Price List for Terms and Conditions of Sale.
Prices in the Price List posted on the Netafim USA website take precedence over pricing in this spreadsheet.
Item Number | Model Number | Description | List Price Bag/Box | List Price Each | Qty Bag/Bx/Coil/ | Weight (lbs.) Bag/Bx/Coil | Cube (Ft.) Bag/Bx/Coil | EAN Number
Techline Copper Dripline
14693-000012 | TLHCVXR3-1201 | Techline Copper .33 GPH Flow, 12” Emitter Spacing, 100 Foot Coil |  | 85.83 | 1 | 4 | 1.2 | 3661734416696
14693-000011 | TLHCVXR3-12025 | Techline Copper .33 GPH Flow, 12” Emitter Spacing, 250 Foot Coil |  | 214.57 | 1 | 12 | 2.1 | 3661734424912
14698-000035 | TLHCVXR3-1205* | Techline Copper .33 GPH Flow, 12” Emitter Spacing, 500 Foot Coil |  | 429.14 | 1 | 20 | 4 | 3661734424905
14693-000009 | TLHCVXR3-1210 | Techline Copper .33 GPH Flow, 12” Emitter Spacing, 1,000 Foot Coil |  | 858.27 | 1 | 40 | 8 | 3661734424950
14693-000016 | TLHCVXR3-1801 | Techline Copper .33 GPH Flow, 18” Emitter Spacing, 100 Foot Coil |  | 76.61 | 1 | 4 | 1.2 | 3661734424943
14693-000015 | TLHCVXR3-18025 | Techline Copper .33 GPH Flow, 18” Emitter Spacing, 250 Foot Coil |  | 191.5 | 1 | 12 | 2.1 | 3661734424899
14698-000033 | TLHCVXR3-1805* | Techline Copper .33 GPH Flow, 18” Emitter Spacing, 500 Foot Coil |  | 382.99 | 1 | 20 | 4 | 3661734424882
14693-000013 | TLHCVXR3-1810 | Techline Copper .33 GPH Flow, 18” Emitter Spacing, 1,000 Foot Coil |  | 765.97 | 1 | 40 | 8 | 3661734424929
14698-000085 | TLHCVXR3-2410* | Techline Copper .33 GPH Flow, 24” Emitter Spacing, 1,000 Foot Coil |  | 750.06 | 1 | 40 | 8
14693-000004 | TLHCVXR5-1201 | Techline Copper .53 GPH Flow, 12” Emitter Spacing, 100 Foot Coil |  | 85.83 | 1 | 4 | 1.2 | 3661734424875
14693-000003 | TLHCVXR5-12025* | Techline Copper .53 GPH Flow, 12” Emitter Spacing, 250 Foot Coil |  | 214.57 | 1 | 12 | 2.1 | 3661734424820
14693-000002 | TLHCVXR5-1205 | Techline Copper .53 GPH Flow, 12” Emitter Spacing, 500 Foot Coil |  | 429.14 | 1 | 20 | 4 | 3661734424813
14693-000001 | TLHCVXR5-1210 | Techline Copper .53 GPH Flow, 12” Emitter Spacing, 1,000 Foot Coil |  | 858.27 | 1 | 40 | 8 | 3661734424851
14698-000030 | TLHCVXR5-1801* | Techline Copper .53 GPH Flow, 18” Emitter Spacing, 100 Foot Coil |  | 76.61 | 1 | 4 | 1.2 | 3661734424844
14693-000007 | TLHCVXR5-18025 | Techline Copper .53 GPH Flow, 18” Emitter Spacing, 250 Foot Coil |  | 191.5 | 1 | 12 | 2.1 | 3661734424806
14693-000006 | TLHCVXR5-1805 | Techline Copper .53 GPH Flow, 18” Emitter Spacing, 500 Foot Coil |  | 382.99 | 1 | 20 | 4 | 3661734424790
14693-000005 | TLHCVXR5-1810 | Techline Copper .53 GPH Flow, 18” Emitter Spacing, 1,000 Foot Coil |  | 765.97 | 1 | 40 | 8 | 3661734424837
14698-000083 | TLHCVXR5-2410* | Techline Copper .53 GPH Flow, 24” Emitter Spacing, 1,000 Foot Coil |  | 750.06 | 1 | 40 | 8 | 3661734676748
14693-000020 | TLHCVXR7-1201 | Techline Copper .77 GPH Flow, 12” Emitter Spacing, 100 Foot Coil |  | 85.83 | 1 | 4 | 1.2 | 3661734424783
14693-000019 | TLHCVXR7-12025 | Techline Copper .77 GPH Flow, 12” Emitter Spacing, 250 Foot Coil |  | 214.57 | 1 | 12 | 2.1 | 3661734424745
14693-000018 | TLHCVXR7-1205 | Techline Copper .77 GPH Flow, 12” Emitter Spacing, 500 Foot Coil |  | 429.14 | 1 | 20 | 4 | 3661734424738
14693-000017 | TLHCVXR7-1210 | Techline Copper .77 GPH Flow, 12” Emitter Spacing, 1,000 Foot Coil |  | 858.27 | 1 | 40 | 8 | 3661734424776
14698-000022 | TLHCVXR7-1801* | Techline Copper .77 GPH Flow, 18” Emitter Spacing, 100 Foot Coil |  | 76.61 | 1 | 4 | 1.2 | 3661734424769
14698-000016 | TLHCVXR7-18025* | Techline Copper .77 GPH Flow, 18” Emitter Spacing, 250 Foot Coil |  | 191.5 | 1 | 12 | 2.1 | 3661734424721
14693-000022 | TLHCVXR7-1805 | Techline Copper .77 GPH Flow, 18” Emitter Spacing, 500 Foot Coil |  | 382.99 | 1 | 20 | 4 | 3661734424707
14693-000021 | TLHCVXR7-1810 | Techline Copper .77 GPH Flow, 18” Emitter Spacing, 1,000 Foot Coil |  | 765.97 | 1 | 40 | 8 | 3661734438605
14693-000034 | TLHCVXR7-2410 | Techline Copper .77 GPH Flow, 24” Emitter Spacing, 1,000 Foot Coil |  | 750.06 | 1 | 40 | 8 | 3661734438612
19953-000196 | TLCVXR0025 | Techline Copper/CVXR Blank Tubing, 250 Foot Coil |  | 94.43 | 1 | 12 | 2.1 | 3661734442695
19953-000155 | TLCVXR010 | Techline Copper/CVXR Blank Tubing, 1,000 Foot Coil |  | 377.69 | 1 | 40 | 8 | 3661734442688
Techline HCVXR-RW Dripline
14698-000073 | TLHCVXR-RW3-1205 | Techline HCVXR-RW .33 GPH Flow, 12” Emitter Spacing, 500 Foot Coil |  | 547.96 | 1 | 12 | 2.1 | 3661734571524
14698-000046 | TLHCVXR-RW3-1210 | Techline HCVXR-RW .33 GPH Flow, 12” Emitter Spacing, 1,000 Foot Coil |  | 1095.91 | 1 | 40 | 8 | 3661734498982
14698-000074 | TLHCVXR-RW3-1805 | Techline HCVXR-RW .33 GPH Flow, 18” Emitter Spacing, 500 Foot Coil |  | 501.29 | 1 | 12 | 2.1 | 3661734571531
14698-000048 | TLHCVXR-RW3-1810* | Techline HCVXR-RW .33 GPH Flow, 18” Emitter Spacing, 1,000 Foot Coil |  | 1002.56 | 1 | 40 | 8 | 3661734499002
14698-000075 | TLHCVXR-RW5-1205 | Techline HCVXR-RW .53 GPH Flow, 12” Emitter Spacing, 500 Foot Coil |  | 547.96 | 1 | 12 | 2.1 | 3661734571548
14698-000050 | TLHCVXR-RW5-1210 | Techline HCVXR-RW .53 GPH Flow, 12” Emitter Spacing, 1,000 Foot Coil |  | 1095.91 | 1 | 40 | 8 | 3661734499026
14698-000076 | TLHCVXR-RW5-1805 | Techline HCVXR-RW .53 GPH Flow, 18” Emitter Spacing, 500 Foot Coil |  | 501.29 | 1 | 12 | 2.1 | 3661734571555
14698-000052 | TLHCVXR-RW5-1810 | Techline HCVXR-RW .53 GPH Flow, 18” Emitter Spacing, 1,000 Foot Coil |  | 1002.56 | 1 | 40 | 8 | 3661734499040
14698-000077 | TLHCVXR-RW7-1205 | Techline HCVXR-RW .77 GPH Flow, 12” Emitter Spacing, 500 Foot Coil |  | 547.96 | 1 | 12 | 2.1 | 3661734571562
14698-000054 | TLHCVXR-RW7-1210 | Techline HCVXR-RW .77 GPH Flow, 12” Emitter Spacing, 1,000 Foot Coil |  | 1095.91 | 1 | 40 | 8 | 3661734499064
14698-000078 | TLHCVXR-RW7-1805 | Techline HCVXR-RW .77 GPH Flow, 18” Emitter Spacing, 500 Foot Coil |  | 501.29 | 1 | 12 | 2.1 | 3661734571579
14698-000056 | TLHCVXR-RW7-1810 | Techline HCVXR-RW .77 GPH Flow, 18” Emitter Spacing, 1,000 Foot Coil |  | 1002.56 | 1 | 40 | 8 | 3661734499088
14698-000062 | TLHCVXR-RW010 | Techline HCVXR-RW Blank Tubing, 1,000 Foot Coil |  | 631.24 | 1 | 40 | 8 | 3661734499149
Techline HCVXR-RWP Dripline
14698-000063 | TLHCVXR-RWP3-1205* | Techline HCVXR-RWP .33 GPH Flow, 12” Emitter Spacing, 500 Foot Coil |  | 570.24 | 1 | 20 | 4 | 3661734538664
14698-000064 | TLHCVXR-RWP3-1805* | Techline HCVXR-RWP .33 GPH Flow, 18” Emitter Spacing, 500 Foot Coil |  | 519.32 | 1 | 20 | 4 | 3661734538671
14698-000065 | TLHCVXR-RWP5-1205 | Techline HCVXR-RWP .53 GPH Flow, 12” Emitter Spacing, 500 Foot Coil |  | 570.24 | 1 | 20 | 4 | 3661734538688
14698-000066 | TLHCVXR-RWP5-1805* | Techline HCVXR-RWP .53 GPH Flow, 18” Emitter Spacing, 500 Foot Coil |  | 519.32 | 1 | 20 | 4 | 3661734538695
14698-000067 | TLHCVXR-RWP7-1205* | Techline HCVXR-RWP .77 GPH Flow, 12” Emitter Spacing, 500 Foot Coil |  | 570.24 | 1 | 20 | 4 | 3661734538701
14698-000068 | TLHCVXR-RWP7-1805* | Techline HCVXR-RWP .77 GPH Flow, 18” Emitter Spacing, 500 Foot Coil |  | 519.32 | 1 | 20 | 4 | 3661734538718
19953-000246 | TLRWP0025 | Techline HCVXR-RWP Blank Tubing, 250 Foot Coil |  | 97.35 | 1 | 12 | 2.1
17616-000054 | TLRWP010 | Techline HCVXR-RWP Blank Tubing, 1,000 Foot Coil |  | 389.36 | 1 | 20 | 4 | 3661734538756
Techline CVXR Dripline
14692-000001 | TLCVXR4-1201* | Techline CVXR .42 GPH Flow, 12" Emitter Spacing, 100 Foot Coil |  | 80.95 | 1 | 4 | 1.2 | 3665398785846
14692-000002 | TLCVXR4-12025 | Techline CVXR .42 GPH Flow, 12" Emitter Spacing, 250 Foot Coil |  | 202.38 | 1 | 12 | 2.1 | 3665398785853
14692-000003 | TLCVXR4-1210 | Techline CVXR .42 GPH Flow, 12" Emitter Spacing, 1000 Foot Coil |  | 809.47 | 1 | 40 | 8 | 3665398785860
14692-000004 | TLCVXR6-1201* | Techline CVXR .61 GPH Flow, 12" Emitter Spacing, 100 Foot Coil |  | 80.95 | 1 | 4 | 1.2 | 3665398787659
14692-000005 | TLCVXR6-12025 | Techline CVXR .61 GPH Flow, 12" Emitter Spacing, 250 Foot Coil |  | 202.38 | 1 | 12 | 2.1 | 3665398787666
14692-000006 | TLCVXR6-1210 | Techline CVXR .61 GPH Flow, 12" Emitter Spacing, 1000 Foot Coil |  | 809.47 | 1 | 40 | 8 | 3665398787673
14692-000007 | TLCVXR9-1201* | Techline CVXR .92 GPH Flow, 12" Emitter Spacing, 100 Foot Coil |  | 80.95 | 1 | 4 | 1.2 | 3665398787680
14692-000008 | TLCVXR9-12025 | Techline CVXR .92 GPH Flow, 12" Emitter Spacing, 250 Foot Coil |  | 202.38 | 1 | 12 | 2.1 | 3665398788182
14692-000009 | TLCVXR9-1210 | Techline CVXR .92 GPH Flow, 12" Emitter Spacing, 1000 Foot Coil |  | 809.47 | 1 | 40 | 8 | 3665398788199
14692-000010 | TLCVXR4-1801* | Techline CVXR .42 GPH Flow, 18" Emitter Spacing, 100 Foot Coil |  | 72.15 | 1 | 4 | 1.2 | 3665398788205
14692-000011 | TLCVXR4-18025 | Techline CVXR .42 GPH Flow, 18" Emitter Spacing, 250 Foot Coil |  | 180.36 | 1 | 12 | 2.1 | 3665398788816
14692-000012 | TLCVXR4-1810 | Techline CVXR .42 GPH Flow, 18" Emitter Spacing, 1000 Foot Coil |  | 721.42 | 1 | 40 | 8 | 3665398788823
14692-000010 | TLCVXR6-1801* | Techline CVXR .61 GPH Flow, 18" Emitter Spacing, 100 Foot Coil |  | 72.15 | 1 | 4 | 1.2 | 3665398788830
14692-000011 | TLCVXR6-1810 | Techline CVXR .61 GPH Flow, 18" Emitter Spacing, 250 Foot Coil |  | 180.36 | 1 | 12 | 2.1 | 3665398788847
14692-000012 | TLCVXR6-1810 | Techline CVXR .61 GPH Flow, 18" Emitter Spacing, 1000 Foot Coil |  | 721.42 | 1 | 40 | 8 | 3665398788854
14692-000015 | TLCVXR9-1801* | Techline CVXR .92 GPH Flow, 18" Emitter Spacing, 100 Foot Coil |  | 72.15 | 1 | 4 | 1.2 | 3665398788861
14692-000016 | TLCVXR9-18025 | Techline CVXR .92 GPH Flow, 18" Emitter Spacing, 250 Foot Coil |  | 180.36 | 1 | 12 | 2.1 | 3665398788878
14692-000017 | TLCVXR9-1810 | Techline CVXR .92 GPH Flow, 18" Emitter Spacing, 1000 Foot Coil |  | 721.42 | 1 | 40 | 8 | 3665398788885
19953-000196 | TLCVXR0025 | Techline Copper/CVXR Blank Tubing, 250 Foot Coil |  | 94.43 | 1 | 12 | 2.1 | 3661734442695
19953-000155 | TLCVXR010 | Techline Copper/CVXR Blank Tubing, 1,000 Foot Coil |  | 377.69 | 1 | 40 | 8 | 3661734442688
Techline CV Dripline
14696-000093 | TLCV26-1201 | Techline CV .26 GPH Flow, 12" Emitter Spacing, 100 Foot Coil |  | 76.29 | 1 | 4 | 1.2 | 3661734857758
14696-000071 | TLCV26-12025 | Techline CV .26 GPH Flow, 12" Emitter Spacing, 250 Foot Coil |  | 190.71 | 1 | 12 | 2.1 | 3661734858045
14696-000072 | TLCV26-1210 | Techline CV .26 GPH Flow, 12" Emitter Spacing, 1,000 Foot Coil |  | 762.79 | 1 | 40 | 8 | 3661734857468
14696-000094 | TLCV26-1801 | Techline CV .26 GPH Flow, 18" Emitter Spacing, 100 Foot Coil |  | 67.8 | 1 | 4 | 1.2 | 3661734857901
14696-000073 | TLCV26-18025 | Techline CV .26 GPH Flow, 18" Emitter Spacing, 250 Foot Coil |  | 169.49 | 1 | 12 | 2.1 | 3661734858052
14696-000074 | TLCV26-1810 | Techline CV .26 GPH Flow, 18" Emitter Spacing, 1,000 Foot Coil |  | 677.92 | 1 | 40 | 8 | 3661734857475
14696-000095 | TLCV4-1201 | Techline CV .42 GPH Flow, 12" Emitter Spacing, 100 Foot Coil |  | 76.29 | 1 | 4 | 1.2 | 3661734857918
14696-000075 | TLCV4-12025 | Techline CV .42 GPH Flow, 12" Emitter Spacing, 250 Foot Coil |  | 190.71 | 1 | 12 | 2.1 | 3661734858069
14696-000076 | TLCV4-1210 | Techline CV .42 GPH Flow, 12" Emitter Spacing, 1,000 Foot Coil |  | 762.79 | 1 | 40 | 8 | 3661734857482
14696-000096 | TLCV4-1801 | Techline CV .42 GPH Flow, 18" Emitter Spacing, 100 Foot Coil |  | 67.8 | 1 | 4 | 1.2 | 3661734857734
14696-000077 | TLCV4-18025 | Techline CV .42 GPH Flow, 18" Emitter Spacing, 250 Foot Coil |  | 169.49 | 1 | 12 | 2.1 | 3661734858076
14696-000078 | TLCV4-1810 | Techline CV .42 GPH Flow, 18" Emitter Spacing, 1,000 Foot Coil |  | 677.92 | 1 | 40 | 8 | 3661734857505
14696-000097 | TLCV6-1201 | Techline CV .61 GPH Flow, 12" Emitter Spacing, 100 Foot Coil |  | 76.29 | 1 | 4 | 1.2 | 3661734857765
14696-000080 | TLCV6-12025 | Techline CV .61 GPH Flow, 12" Emitter Spacing, 250 Foot Coil |  | 190.71 | 1 | 12 | 2.1 | 3661734858083
14696-000103 | TLCV6-1205 | Techline CV .61 GPH Flow, 12" Emitter Spacing, 500 Foot Coil |  | 381.4 |  |  |  | 3661734900331
14696-000081 | TLCV6-1210 | Techline CV .61 GPH Flow, 12" Emitter Spacing, 1,000 Foot Coil |  | 762.79 | 1 | 40 | 8 | 3661734858038
14696-000098 | TLCV6-1801 | Techline CV .61 GPH Flow, 18" Emitter Spacing, 100 Foot Coil |  | 67.8 | 1 | 4 | 1.2 | 3661734857741
14696-000082 | TLCV6-18025 | Techline CV .61 GPH Flow, 18" Emitter Spacing, 250 Foot Coil |  | 169.49 | 1 | 12 | 2.1 | 3661734857956
14696-000104 | TLCV6-1805 | Techline CV .61 GPH Flow, 18" Emitter Spacing, 500 Foot Coil |  | 338.97 | 1 | 20 | 4 | 3661734900348
14696-000083 | TLCV6-1810 | Techline CV .61 GPH Flow, 18" Emitter Spacing, 1,000 Foot Coil |  | 677.92 | 1 | 40 | 8 | 3661734857963
14696-000099 | TLCV6-2401 | Techline CV .61 GPH Flow, 24" Emitter Spacing, 100 Foot Coil |  | 66.42 | 1 | 4 | 1.2 | 3661734857772
14696-000084 | TLCV6-24025 | Techline CV .61 GPH Flow, 24" Emitter Spacing, 250 Foot Coil |  | 166.04 | 1 | 12 | 2.1 | 3661734858090
14696-000085 | TLCV6-2410 | Techline CV .61 GPH Flow, 24" Emitter Spacing, 1,000 Foot Coil |  | 664.13 | 1 | 40 | 8 | 3661734858106
14696-000100 | TLCV9-1201 | Techline CV .92 GPH Flow, 12" Emitter Spacing, 100 Foot Coil |  | 76.29 | 1 | 4 | 1.2 | 3661734856881
14696-000086 | TLCV9-12025 | Techline CV .92 GPH Flow, 12" Emitter Spacing, 250 Foot Coil |  | 190.71 | 1 | 12 | 2.1 | 3661734858212
14696-000105 | TLCV9-1205 | Techline CV .92 GPH Flow, 12" Emitter Spacing, 500 Foot Coil |  | 381.4 | 1 | 20 | 4 | 3661734900355
14696-000087 | TLCV9-1210 | Techline CV .92 GPH Flow, 12" Emitter Spacing, 1,000 Foot Coil |  | 762.79 | 1 | 40 | 8 | 3661734858236
14696-000101 | TLCV9-1801 | Techline CV .92 GPH Flow, 18" Emitter Spacing, 100 Foot Coil |  | 67.8 | 1 | 4 | 1.2 | 3661734856898
14696-000088 | TLCV9-18025 | Techline CV .92 GPH Flow, 18" Emitter Spacing, 250 Foot Coil |  | 169.49 | 1 | 12 | 2.1 | 3661734858243
14696-000106 | TLCV9-1805 | Techline CV .92 GPH Flow, 18" Emitter Spacing, 500 Foot Coil |  | 338.97 | 1 | 20 | 4 | 3661734900362
14696-000089 | TLCV9-1810 | Techline CV .92 GPH Flow, 18" Emitter Spacing, 1,000 Foot Coil |  | 677.92 | 1 | 40 | 8 | 3661734858250
14696-000102 | TLCV9-2401 | Techline CV .92 GPH Flow, 24" Emitter Spacing, 100 Foot Coil |  | 66.42 | 1 | 4 | 1.2 | 3661734858014
14696-000090 | TLCV9-24025* | Techline CV .92 GPH Flow, 24" Emitter Spacing, 250 Foot Coil |  | 166.04 | 1 | 12 | 2.1 | 3661734858267
14696-000091 | TLCV9-2410* | Techline CV .92 GPH Flow, 24" Emitter Spacing, 1,000 Foot Coil |  | 664.13 | 1 | 40 | 8 | 3661734858021
14696-000092 | TLCV001 | Techline CV Blank Tubing, 100 Foot Coil |  | 35.33 | 1 | 4 | 1.2 | 3661734857895
14696-000069 | TLCV0025 | Techline CV Blank Tubing, 250 Foot Coil |  | 88.33 | 1 | 12 | 2.1 | 3661734856904
14696-000107 | TLCV005 | Techline CV Blank Tubing, 500 Foot Coil |  | 176.65 | 1 | 20 | 4 | 3661734900379
14696-000070 | TLCV010 | Techline CV Blank Tubing, 1,000 Foot Coil |  | 353.28 | 1 | 40 | 8 | 3661734857451
Techline DL Dripline
17616-000056 | TLDL26-1201* | Techline DL .26 GPH Flow, 12" Emitter Spacing, 100 Foot Coil |  | 62.92 | 1 | 4 | 1.2 | 3661734900249
17616-000064 | TLDL26-12025* | Techline DL .26 GPH Flow, 12" Emitter Spacing, 250 Foot Coil |  | 157.29 | 1 | 12 | 2.1 | 3661734900409
17616-000055 | TLDL26-1210* | Techline DL .26 GPH Flow, 12" Emitter Spacing, 1,000 Foot Coil |  | 629.12 | 1 | 40 | 8 | 3661734900232
17616-000057 | TLDL26-1801* | Techline DL .26 GPH Flow, 18" Emitter Spacing, 100 Foot Coil |  | 62.92 | 1 | 4 | 1.2 | 3661734900256
17616-000059 | TLDL26-18025* | Techline DL .26 GPH Flow, 18" Emitter Spacing, 250 Foot Coil |  | 157.29 | 1 | 12 | 2.1 | 3661734900270
17616-000058 | TLDL26-1810 | Techline DL .26 GPH Flow, 18" Emitter Spacing, 1,000 Foot Coil |  | 629.12 | 1 | 40 | 8 | 3661734900263
17616-000005 | TLDL4-1201 | Techline DL .42 GPH Flow, 12" Emitter Spacing, 100 Foot Coil |  | 62.92 | 1 | 4 | 1.2 | 3661734887373
17616-000006 | TLDL4-12025 | Techline DL .42 GPH Flow, 12" Emitter Spacing, 250 Foot Coil |  | 157.29 | 1 | 12 | 2.1 | 3661734882170
17616-000007 | TLDL4-1210 | Techline DL .42 GPH Flow, 12" Emitter Spacing, 1,000 Foot Coil |  | 629.12 | 1 | 40 | 8 | 3661734882224
17616-000008 | TLDL4-1801* | Techline DL .42 GPH Flow, 18" Emitter Spacing, 100 Foot Coil |  | 62.92 | 1 | 4 | 1.2 | 3661734887410
17616-000009 | TLDL4-18025 | Techline DL .42 GPH Flow, 18" Emitter Spacing, 250 Foot Coil |  | 157.29 | 1 | 12 | 2.1 | 3661734887212
17616-000010 | TLDL4-1810 | Techline DL .42 GPH Flow, 18" Emitter Spacing, 1,000 Foot Coil |  | 629.12 | 1 | 40 | 8 | 3661734887229
17616-000011 | TLDL6-1201 | Techline DL .61 GPH Flow, 12" Emitter Spacing, 100 Foot Coil |  | 62.92 | 1 | 4 | 1.2 | 3661734887250
17616-000012 | TLDL6-12025 | Techline DL .61 GPH Flow, 12" Emitter Spacing, 250 Foot Coil |  | 157.29 | 1 | 12 | 2.1 | 3661734886871
17616-000043 | TLDL6-1205 | Techline DL .61 GPH Flow, 12" Emitter Spacing, 500 Foot Coil |  | 314.57 | 1 | 20 | 4 | 3661734887120
17616-000013 | TLDL6-1210 | Techline DL .61 GPH Flow, 12" Emitter Spacing, 1,000 Foot Coil |  | 629.12 | 1 | 40 | 8 | 3661734886888
17616-000015 | TLDL6-1801 | Techline DL .61 GPH Flow, 18" Emitter Spacing, 100 Foot Coil |  | 62.92 | 1 | 4 | 1.2 | 3661734887243
17616-000016 | TLDL6-18025 | Techline DL .61 GPH Flow, 18" Emitter Spacing, 250 Foot Coil |  | 157.29 | 1 | 12 | 2.1 | 3661734887267
17616-000044 | TLDL6-1805 | Techline DL .61 GPH Flow, 18" Emitter Spacing, 500 Foot Coil |  | 314.57 | 1 | 20 | 8 | 3661734887151
17616-000017 | TLDL6-1810 | Techline DL .61 GPH Flow, 18" Emitter Spacing, 1,000 Foot Coil |  | 629.12 | 1 | 40 | 8 | 3661734887274
17616-000018 | TLDL6-2401* | Techline DL .61 GPH Flow, 24" Emitter Spacing, 100 Foot Coil |  | 62.92 | 1 | 4 | 1.2 | 3661734887380
17616-000019 | TLDL6-24025* | Techline DL .61 GPH Flow, 24" Emitter Spacing, 250 Foot Coil |  | 157.29 | 1 | 12 | 2.1 | 3661734887281
17616-000020 | TLDL6-2410* | Techline DL .61 GPH Flow, 24" Emitter Spacing, 1,000 Foot Coil |  | 629.12 | 1 | 40 | 8 | 3661734887298
17616-000021 | TLDL9-1201 | Techline DL .92 GPH Flow, 12" Emitter Spacing, 100 Foot Coil |  | 62.92 | 1 | 4 | 1.2 | 3661734887540
17616-000022 | TLDL9-12025 | Techline DL .92 GPH Flow, 12" Emitter Spacing, 250 Foot Coil |  | 157.29 | 1 | 12 | 2.1 | 3661734886895
17616-000045 | TLDL9-1205 | Techline DL .92 GPH Flow, 12" Emitter Spacing, 500 Foot Coil |  | 314.57 | 1 | 20 | 4 | 3661734887144
17616-000023 | TLDL9-1210 | Techline DL .92 GPH Flow, 12" Emitter Spacing, 1,000 Foot Coil |  | 629.12 | 1 | 40 | 8 | 3661734886901
17616-000025 | TLDL9-1801 | Techline DL .92 GPH Flow, 18" Emitter Spacing, 100 Foot Coil |  | 62.92 | 1 | 4 | 1.2 | 3661734887397
17616-000026 | TLDL9-18025 | Techline DL .92 GPH Flow, 18" Emitter Spacing, 250 Foot Coil |  | 157.29 | 1 | 12 | 2.1 | 3661734887311
17616-000046 | TLDL9-1805 | Techline DL .92 GPH Flow, 18" Emitter Spacing, 500 Foot Coil |  | 314.57 | 1 | 20 | 4 | 3661734887168
17616-000027 | TLDL9-1810 | Techline DL .92 GPH Flow, 18" Emitter Spacing, 1,000 Foot Coil |  | 629.12 | 1 | 40 | 8 | 3661734887328
17616-000029 | TLDL9-2401* | Techline DL .92 GPH Flow, 24" Emitter Spacing, 100 Foot Coil |  | 62.92 | 1 | 4 | 1.2 | 3661734887403
17616-000030 | TLDL9-24025 | Techline DL .92 GPH Flow, 24" Emitter Spacing, 250 Foot Coil |  | 157.29 | 1 | 12 | 2.1 | 3661734887342
17616-000031 | TLDL9-2410* | Techline DL .92 GPH Flow, 24" Emitter Spacing, 1,000 Foot Coil |  | 629.12 | 1 | 40 | 8 | 3661734887359
17616-000002 | TLDL001 | Techline DL Blank Tubing, 100 Foot Coil |  | 33.95 | 1 | 4 | 1.2 | 3661734881760
17616-000003 | TLDL0025 | Techline DL Blank Tubing, 250 Foot Coil |  | 84.88 | 1 | 12 | 2.1 | 3661734881609
17616-000047 | TLDL005 | Techline DL Blank Tubing, 500 Foot Coil |  | 169.75 | 1 | 20 | 4 | 3661734887175
17616-000004 | TLDL010 | Techline DL Blank Tubing, 1,000 Foot Coil |  | 339.49 | 1 | 40 | 8 | 3661734882217
Techline RW Dripline
17616-000060 | TLRW26-1210* | Techline RW .26 GPH Flow, 12" Emitter Spacing, 1,000 Foot Coil |  | 833.87 | 1 | 38 | 8 | 3661734900287
17616-000061 | TLRW26-1810* | Techline RW .26 GPH Flow, 18" Emitter Spacing, 1,000 Foot Coil |  | 716.11 | 1 | 37 | 8 | 3661734900300
17616-000065 | TLRW4-12025* | Techline RW .42 GPH Flow, 12" Emitter Spacing, 250 Foot Coil |  | 208.48 | 1 | 12 | 2.1 | 3661734288064
17616-000034 | TLRW4-1210* | Techline RW .42 GPH Flow, 12" Emitter Spacing, 1,000 Foot Coil |  | 833.87 | 1 | 38 | 8 | 3661734887571
17616-000066 | TLRW4-18025* | Techline RW .42 GPH Flow, 18" Emitter Spacing, 250 Foot Coil |  | 179.04 | 1 | 12 | 2.1 | 3661734288088
17616-000035 | TLRW4-1810 | Techline RW .42 GPH Flow, 18" Emitter Spacing, 1,000 Foot Coil |  | 716.11 | 1 | 37 | 8 | 3661734887588
17616-000036 | TLRW4-2410* | Techline RW .42 GPH Flow, 24" Emitter Spacing, 1,000 Foot Coil |  | 630.18 | 1 | 36 | 8 | 3661734887595
17616-000067 | TLRW6-12025 | Techline RW .61 GPH Flow, 12" Emitter Spacing, 250 Foot Coil |  | 208.48 | 1 | 12 | 2.1 | 3661734288095
17616-000037 | TLRW6-1210 | Techline RW .61 GPH Flow, 12" Emitter Spacing, 1,000 Foot Coil |  | 833.87 | 1 | 38 | 8 | 3661734887601
17616-000068 | TLRW6-18025* | Techline RW .61 GPH Flow, 18" Emitter Spacing, 250 Foot Coil |  | 179.04 | 1 | 12 | 2.1 | 3661734288101
17616-000038 | TLRW6-1810* | Techline RW .61 GPH Flow, 18" Emitter Spacing, 1,000 Foot Coil |  | 716.11 | 1 | 37 | 8 | 3661734887618
17616-000039 | TLRW6-2410 | Techline RW .61 GPH Flow, 24" Emitter Spacing, 1,000 Foot Coil |  | 630.18 | 1 | 36 | 8 | 3661734887625
17616-000069 | TLRW9-12025 | Techline RW .92 GPH Flow, 12" Emitter Spacing, 250 Foot Coil |  | 208.48 | 1 | 12 | 2.1 | 3661734288118
17616-000040 | TLRW9-1210 | Techline RW .92 GPH Flow, 12" Emitter Spacing, 1,000 Foot Coil |  | 833.87 | 1 | 38 | 8 | 3661734887632
17616-000070 | TLRW9-18025* | Techline RW .92 GPH Flow, 18" Emitter Spacing, 250 Foot Coil |  | 179.04 | 1 | 12 | 2.1 | 3661734288149
17616-000041 | TLRW9-1810* | Techline RW .92 GPH Flow, 18" Emitter Spacing, 1,000 Foot Coil |  | 716.11 | 1 | 37 | 8 | 3661734887649
17616-000042 | TLRW9-2410* | Techline RW .92 GPH Flow, 24" Emitter Spacing, 1,000 Foot Coil |  | 630.18 | 1 | 36 | 8 | 3661734887557
17616-000033 | TLRW010 | Techline RW Blank Tubing, 1,000 Foot Coil |  | 369.2 | 1 | 40 | 8 | 3661734887564
Techline RWP Dripline (not for use with wastewater)
17616-000062 | TLRWP26-1210 | Techline RWP .26 GPH Flow, 12” Emitter Spacing, 1,000 Foot Coil |  | 875.25 | 1 | 38 | 8 | 3661734900317
17616-000063 | TLRWP26-1810* | Techline RWP .26 GPH Flow, 18” Emitter Spacing, 1,000 Foot Coil |  | 751.12 | 1 | 37 | 8 | 3661734900324
17616-000071 | TLRWP4-12025* | Techline RWP .4 GPH Flow, 12” Emitter Spacing, 250 Foot Coil |  | 218.82 | 1 | 12 | 2.1 | 3661734288460
17616-000048 | TLRWP4-1210* | Techline RWP .4 GPH Flow, 12” Emitter Spacing, 1,000 Foot Coil |  | 875.25 | 1 | 38 | 8 | 3661734892872
17616-000072 | TLRWP4-18025* | Techline RWP .4 GPH Flow, 18” Emitter Spacing, 250 Foot Coil |  | 187.78 | 1 | 12 | 2.1 | 3661734288477
17616-000049 | TLRWP4-1810 | Techline RWP .4 GPH Flow, 18” Emitter Spacing, 1,000 Foot Coil |  | 751.12 | 1 | 37 | 8 | 3661734892889
17616-000082 | TLRWP4-2410* | Techline RWP .4 GPH Flow, 24" Emitter Spacing, 1,000 Foot Coil |  | 668.37 | 1 | 36 | 8 | 3661734518628
17616-000073 | TLRWP6-12025 | Techline RWP .6 GPH Flow, 12” Emitter Spacing, 250 Foot Coil |  | 218.82 | 1 | 12 | 2.1 | 3661734288484
17616-000052 | TLRWP6-1210 | Techline RWP .6 GPH Flow, 12” Emitter Spacing, 1,000 Foot Coil |  | 875.25 | 1 | 38 | 8 | 3661734892926
17616-000074 | TLRWP6-18025* | Techline RWP .6 GPH Flow, 18” Emitter Spacing, 250 Foot Coil |  | 187.78 | 1 | 12 | 2.1 | 3661734288491
17616-000053 | TLRWP6-1810 | Techline RWP .6 GPH Flow, 18” Emitter Spacing, 1,000 Foot Coil |  | 751.12 | 1 | 37 | 8 | 3661734892933
17616-000085 | TLRWP6-2410* | Techline RWP .6 GPH Flow, 24" Emitter Spacing, 1,000 Foot Coil |  | 668.37 | 1 | 36 | 8
17616-000075 | TLRWP9-12025 | Techline RWP .9 GPH Flow, 12” Emitter Spacing, 250 Foot Coil |  | 218.82 | 1 | 12 | 2.14 | 3661734288507
17616-000050 | TLRWP9-1210 | Techline RWP .9 GPH Flow, 12” Emitter Spacing, 1,000 Foot Coil |  | 875.25 | 1 | 38 | 8 | 3661734892896
17616-000076 | TLRWP9-18025* | Techline RWP .9 GPH Flow, 18” Emitter Spacing, 250 Foot Coil |  | 187.78 | 1 | 12 | 2.1 | 3661734288514
17616-000051 | TLRWP9-1810 | Techline RWP .9 GPH Flow, 18” Emitter Spacing, 1,000 Foot Coil |  | 751.12 | 1 | 37 | 8 | 3661734892902
- | TLRWP9-2410* | Techline RWP .9 GPH Flow, 24" Emitter Spacing, 1,000 Foot Coil |  | 668.37 | 1 | 36 | 8
|  | Techline HCVXR-RWP Blank Tubing, 250 Foot Coil |  | Call for Quote | 1 | 12 | 2.1
17616-000054 | TLRWP010 | Techline HCVXR-RWP Blank Tubing, 1,000 Foot Coil |  | 389.36 | 1 | 40 | 8 | 3661734892940
Techline EZ Dripline
10051-000001 | TLEZ26-0603 | Techline EZ .26 GPH Flow, 6” Emitter Spacing, 300 Foot Coil |  | 133.37 | 1 | 7.6 | 1.18 | 3661734796705
10051-000002 | TLEZ26-0605 | Techline EZ .26 GPH Flow, 6” Emitter Spacing, 500 Foot Coil |  | 222.27 | 1 | 12.6 | 1.47 | 3661734812429
10051-000003 | TLEZ26-0610 | Techline EZ .26 GPH Flow, 6” Emitter Spacing, 1,000 Foot Coil |  | 444.52 | 1 | 25.3 | 1.87 | 3661734812436
10051-000004 | TLEZ26-1203* | Techline EZ .26 GPH Flow, 12” Emitter Spacing, 300 Foot Coil |  | 133.37 | 1 | 7.6 | 1.18 | 3661734812498
10051-000005 | TLEZ26-1205* | Techline EZ .26 GPH Flow, 12” Emitter Spacing, 500 Foot Coil |  | 222.27 | 1 | 12.6 | 1.47 | 3661734827515
10051-000006 | TLEZ26-1210* | Techline EZ .26 GPH Flow, 12” Emitter Spacing, 1,000 Foot Coil |  | 444.52 | 1 | 25.3 | 1.87 | 3661734845021
10051-000007 | TLEZ26-1803* | Techline EZ .26 GPH Flow, 18” Emitter Spacing, 300 Foot Coil |  | 133.37 | 1 | 7.6 | 1.18 | 3661734845038
10051-000008 | TLEZ26-1805* | Techline EZ .26 GPH Flow, 18” Emitter Spacing, 500 Foot Coil |  | 222.27 | 1 | 12.6 | 1.47 | 3661734845045
10051-000009 | TLEZ26-1810* | Techline EZ .26 GPH Flow, 18” Emitter Spacing, 1,000 Foot Coil |  | 444.52 | 1 | 25.3 | 1.87 | 3661734845052
10051-000010 | TLEZ4-0602 | Techline EZ .42 GPH Flow, 6” Emitter Spacing, 200 Foot Coil |  | 88.91 | 1 | 5.1 | 1.41 | 3661734845069
10051-000011 | TLEZ4-0605 | Techline EZ .42 GPH Flow, 6” Emitter Spacing, 500 Foot Coil |  | 222.27 | 1 | 12.6 | 1.47 | 3661734845076
10051-000012 | TLEZ4-0610 | Techline EZ .42 GPH Flow, 6” Emitter Spacing, 1,000 Foot Coil |  | 444.52 | 1 | 25.3 | 1.87 | 3661734845441
10051-000013 | TLEZ4-1202 | Techline EZ .42 GPH Flow, 12” Emitter Spacing, 200 Foot Coil |  | 88.91 | 1 | 5.41 | 1.41 | 3661734845458
10051-000014 | TLEZ4-1205 | Techline EZ .42 GPH Flow, 12” Emitter Spacing, 500 Foot Coil |  | 222.27 | 1 | 12.6 | 1.47 | 3661734845465
10051-000015 | TLEZ4-1210 | Techline EZ .42 GPH Flow, 12” Emitter Spacing, 1,000 Foot Coil |  | 444.52 | 1 | 25.3 | 1.87 | 3661734845540
10051-000016 | TLEZ4-1802 | Techline EZ .42 GPH Flow, 18” Emitter Spacing, 200 Foot Coil |  | 88.91 | 1 | 7.6 | 1.41 | 3661734845557
10051-000017 | TLEZ4-1805* | Techline EZ .42 GPH Flow, 18” Emitter Spacing, 500 Foot Coil |  | 222.27 | 1 | 12.6 | 1.47 | 3661734845564
10051-000018 | TLEZ4-1810 | Techline EZ .42 GPH Flow, 18” Emitter Spacing, 1,000 Foot Coil |  | 444.52 | 1 | 25.3 | 1.87 | 3661734845571
10051-000019 | TLEZ6-1203 | Techline EZ .61 GPH Flow, 12” Emitter Spacing, 300 Foot Coil |  | 133.37 | 1 | 7.6 | 1.18 | 3661734845588
10051-000020 | TLEZ6-1205 | Techline EZ .61 GPH Flow, 12” Emitter Spacing, 500 Foot Coil |  | 222.27 | 1 | 12.6 | 1.47 | 3661734845595
10051-000021 | TLEZ6-1210 | Techline EZ .61 GPH Flow, 12” Emitter Spacing, 1,000 Foot Coil |  | 444.52 | 1 | 25.3 | 1.87 | 3661734845601
10051-000022 | TLEZ6-18025* | Techline EZ .61 GPH Flow, 18” Emitter Spacing, 250 Foot Coil |  | 111.14 | 1 | 6.3 | 1.26 | 3661734845618
10051-000023 | TLEZ6-1805* | Techline EZ .61 GPH Flow, 18” Emitter Spacing, 500 Foot Coil |  | 222.27 | 1 | 12.6 | 1.47 | 3661734845625
10051-000024 | TLEZ6-1810* | Techline EZ .61 GPH Flow, 18” Emitter Spacing, 1,000 Foot Coil |  | 444.52 | 1 | 25.3 | 1.87 | 3661734845632
10051-000025 | TLEZ9-1202 | Techline EZ .92 GPH Flow, 12” Emitter Spacing, 200 Foot Coil |  | 88.91 | 1 | 5.1 | 1.41 | 3661734845649
10051-000026 | TLEZ9-1205 | Techline EZ .92 GPH Flow, 12” Emitter Spacing, 500 Foot Coil |  | 222.27 | 1 | 12.6 | 1.47 | 3661734845656
10051-000027 | TLEZ9-1210 | Techline EZ .92 GPH Flow, 12” Emitter Spacing, 1,000 Foot Coil |  | 444.52 | 1 | 25.3 | 1.87 | 3661734845502
10051-000028 | TLEZ9-1802* | Techline EZ .92 GPH Flow, 18” Emitter Spacing, 200 Foot Coil |  | 88.91 | 1 | 5.1 | 1.41 | 3661734845496
10051-000029 | TLEZ9-1805* | Techline EZ .92 GPH Flow, 18” Emitter Spacing, 500 Foot Coil |  | 222.27 | 1 | 12.6 | 1.47 | 3661734845489
10051-000030 | TLEZ9-1810* | Techline EZ .92 GPH Flow, 18” Emitter Spacing, 1,000 Foot Coil |  | 444.52 | 1 | 25.3 | 1.87 | 3661734845472
10051-000031 | TLEZ0025 | Techline EZ Blank Tubing, 250 Foot Coil |  | 46.68 | 1 | 6 | 1.26 | 3661734846110
10051-000032 | TLEZ005 | Techline EZ Blank Tubing, 500 Foot Coil |  | 93.36 | 1 | 12 | 1.47 | 3661734845663
17mm Dripline Fittings and Installation Tools
32500-003805 | TLCOUP | 17mm Insert Coupling (Bag of 25 ea) | 14.34 | 0.57 | 25 | 0.38 | 0.03 | 7291015401972
32500-005915 | TLELL | 17mm Insert Elbow (Bag of 25 ea) | 19.3 | 0.77 | 25 | 0.38 | 0.07 | 3661734296458
32500-004915 | TLTEE | 17mm Insert Tee (Bag of 25 ea) | 20.41 | 0.82 | 25 | 0.44 | 0.07 | 3661734298636
32500-004420 | TL050MA | 17mm Male Adapter 1/2" (Bag of 25 ea) | 20.95 | 0.84 | 25 | 0.68 | 0.07 | 7291015484852
32500-004494 | TL075MA | 17mm Male Adapter 3/4" (Bag of 25 ea) | 22.05 | 0.88 | 25 | 0.88 | 0.07 | 7291015484838
32500-005055 | TL050FTEE | 17mm Combination Tee (Ins x Ins x 1/2" FPT) (Bag of 10 ea) | 16 | 1.6 | 10 | 1 | 0.09 | 3661734568180
32500-004708 | TL075FTEE | 17mm Combination Tee (Ins x Ins x 3/4" FPT) (Bag of 10 ea) | 22.61 | 2.26 | 10 | 1 | 0.09 | 7291015401965
32500-004605 | TL2W075MA | 17mm "V" 2 Way Insert x 3/4" MPT (Bag of 10 ea) | 18.75 | 1.88 | 10 | 1 | 0.09 | 7291015484814
32500-006310 | TLCROS | 17mm Insert Cross (Bag of 25 ea) | 33.64 | 1.35 | 25 | 0.5 | 0.07 | 7291015484760
32000-005120 | TLIAPE-B | 17mm Insert Adapter for 1" or larger PE (Bag of 50 ea) | 90.89 | 1.82 | 50 | 1.76 | 0.14 | 7291015541142
00135-000900 | TLIAPVC-B | 17mm Insert Adapter with grommet (Bag of 50 ea) | 121 | 2.42 | 50 | 1.76 | 0.14 | 7291015561065
45000-002750 | TDBIT16.5 | Drill bit for PVC - 16.5mm, 21/32" (Bag of 1 ea) | 47.48 | 47.48 | 1 | 1.76 | 0.14 | 7291015085059
32500-013015 | TLFIG8 | 17mm 1/2" Figure Eight Line End (Bag of 25 ea) | 7.45 | 0.3 | 25 | 0.19 | 0.03 | 7291015401910
32000-006015 | TLDPLUG | 17mm Emitter Plug (Bag of 25 ea) | 5.22 | 0.21 | 25 | 0.13 | 0.01 | 7291015402115
32000-006315 | TLMTUBEADP | 17mm Micro Tubing Adapter (Bag of 25 ea) | 7.54 | 0.3 | 25 | 0.13 | 0.03 | 7291015402108
00005-008975 | TLSOV | 17mm Shut-Off Valve (Ins x Ins) (Bag of 10 ea) | 55.34 | 5.53 | 10 | 0.5 | 0.05 | 7291015543788
00135-002160 | TLS6-25 | 6" Soil Staple (Bag of 25 ea) | 6.61 | 0.26 | 25 | 1 | 0.07 | 3661734564298
00135-002161 | TLS6-100 | 6" Soil Staple (Bag of 100 ea) | 26.4 | 0.26 | 100 | 3.75 | 0.2 | 3661734564304
00135-000720 | GAUGE30 | 0-30 psi Liquid Filled Pressure Gauge | 89.15 | 89.15 | 1 | 0.56 | 0.01 | 7291015550564
00135-000710 | GAUGE100 | 0-100 psi Liquid Filled Pressure Gauge | 89.15 | 89.15 | 1 | 0.56 | 0.01 | 7291015550557
76601-001050 | 61APS1/8 | Shrader Valve with 1/8” MPT | 7.94 | 7.94 | 1 | 0.56 | 0.01 | 7291015537374
75600-004400 | 6809091 | Pressure Gauge Needle with ¼” FPT. | 50.94 | 50.94 | 1 | 0.01 | 0.01 | 7291015218037
00135-000820 | TLCOUP-B | 17mm Insert Coupling (Box Qty 500 - 20 Bags of 25 ea) | 273 | 0.55 | 500 | 8.33 | 0.5 | 3661734287210
00135-000845 | TLELL-B | 17mm Insert Elbow (Box Qty 500 - 20 Bags of 25 ea) | 362 | 0.72 | 500 | 8.33 | 0.5 | 3661734296465
00135-000870 | TLTEE-B | 17mm Insert Tee (Box Qty 500 - 20 Bags of 25 ea) | 397 | 0.79 | 500 | 9.81 | 1 | 3661734298643
32500-004445 | TL050MA-B | 17mm Male Adapter 1/2" (Box Qty 500 - 20 Bags of 25 ea) | 403 | 0.81 | 500 | 14.33 | 0.5 | 7291015484845
32500-004497 | TL075MA-B | 17mm Male Adapter 3/4" (Box Qty 500 - 20 Bags of 25 ea) | 422 | 0.84 | 500 | 18.61 | 1 | 7291015484821
32500-005060 | TL050FTEE-B | 17mm Combination Tee (Ins x Ins x 1/2" FPT) (Box Qty 200 - 20 Bags of 10 ea) | 306 | 1.53 | 200 | 20.9 | 0.5 | 3661734568197
32500-004735 | TL075FTEE-B | 17mm Combination Tee (Ins x Ins x 3/4" FPT) (Box Qty 200 - 20 Bags of 10 ea) | 438 | 2.19 | 200 | 20.93 | 0.5 | 7291015484791
32500-004635 | TL2W075MA-B | 17mm "V" 2 Way Insert x 3/4" MPT (Box Qty 200 - 20 Bags of 10 ea) | 368 | 1.84 | 200 | 20.93 | 0.5 | 7291015484807
32500-006340 | TLCROS-B | 17mm Insert Cross (Box Carton Qty 500 - 20 Bags of 25 ea) | 650 | 1.3 | 500 | 11.1 | 1 | 7291015484753
00135-002162 | TLS6-1000 | 6" Soil Staples Bulk (Box Qty 1,000 Unit Pack) | 265 | 0.27 | 1000 | 39 | 0.38 | 3661734566292
76601-005390 | WBTD | Wheelbarrow Tubing Dispenser | 3828 | 3828 | 1 | 75 | 42.53 | 7291015561706
17mm TechLock Dripline Fittings
32500-080010 | TLCKCOUP | 17mm TechLock Coupling (Bag of 25 ea) | 55.13 | 2.21 | 25 | 0.4 | 0.03 | 3661734582421
32500-080020 | TLCKELL | 17mm TechLock Elbow (Bag of 25 ea) | 77.74 | 3.11 | 25 | 0.43 | 0.07 | 3661734582445
32500-080030 | TLCKTEE | 17mm TechLock Tee (Bag of 25 ea) | 97.58 | 3.9 | 25 | 0.45 | 0.1 | 3661734582469
32500-080000 | TLCK075MA | 17mm TechLock Male Adapter 3/4" (Bag of 25 ea) | 47.97 | 1.92 | 25 | 0.41 | 0.04 | 3661734582407
32500-080011 | TLCKCOUP-B | 17mm TechLock Coupling (Box Qty 500 - 20 Bags of 25 ea) | 1023 | 2.05 | 500 | 9 | 0.5 | 3661734582438
32500-080021 | TLCKELL-B | 17mm TechLock Elbow (Box Qty 500 - 20 Bags of 25 ea) | 1472 | 2.94 | 500 | 9 | 0.5 | 3661734582452
32500-080031 | TLCKTEE-B | 17mm TechLock Tee (Box Qty 500 - 20 Bags of 25 ea) | 1832 | 3.66 | 500 | 9.9 | 1.1 | 3661734582476
32500-080001 | TLCK075MA-B | 17mm TechLock Male Adapter 3/4" (Box Qty 500 - 20 Bags of 25 ea) | 880 | 1.76 | 500 | 18.75 | 1.1 | 3661734582414
12mm Dripline Fittings and Installation Tools
32500-002239 | T12COUP | 12mm Insert Coupling (Bag of 25 ea) | 11.03 | 0.44 | 25 | 0.25 | 0.07 | 3661734807371
32500-003239 | T12ELL | 12mm Insert Elbow (Bag of 25 ea) | 16.54 | 0.66 | 25 | 0.23 | 0.05 | 3661734807470
32500-002497 | T12TEE | 12mm Insert Tee (Bag of 25 ea) | 17.1 | 0.68 | 25 | 0.3 | 0.07 | 3661734807777
32500-003190 | T12CROSS | 12mm Insert Cross (Bag of 25 ea) | 35.28 | 1.41 | 25 | 0.74 | 0.07 | 3661734860246
32500-002284 | T12050MA | 12mm Male Adapter 1/2” (Bag of 25 ea) | 19.3 | 0.77 | 25 | 0.63 | 0.07 | 3661734807579
32500-002440 | T12075MA | 12mm Male Adapter 3/4” (Bag of 25 ea) | 20.41 | 0.82 | 25 | 0.74 | 0.07 | 3661734807678
32500-002740 | T12075FTEE | 12mm Combination Tee (Ins x Ins x 3/4” FPT) (Bag of 10 ea) | 22.61 | 2.26 | 10 | 0.62 | 0.07 | 3661734808026
32500-002780 | T122W075MA | 12mm “V” 2-Way Insert x 3/4” MPT (Bag of 10 ea) | 17.1 | 1.71 | 10 | 0.35 | 0.07 | 3661734807876
32500-003695 | T12IAPE-B | 12mm Insert Adapter for 1” or Larger PE (requires an 8mm punch) (Bag of 50 ea) | 82.69 | 1.65 | 50 | 0.53 | 0.07 | 3661734807920
32500-003709 | T12IAPVC-B | 12mm Insert Adapter with grommet for 1 1/2” or larger PVC (requires TDBIT16.0) (Bag of 50 ea) | 111 | 2.22 | 50 | 0.71 | 0.07 | 3661734808071
32500-004085 | T12RCOUP | 12mm x 17mm Reducing Coupling (Bag of 25 ea) | 19.3 | 0.77 | 25 | 0.29 | 0.07 | 3661734808279
45000-002750 | TDBIT16.5 | Drill bit for PVC - 16.5mm, 5/8” (Bag of 1 ea) | 47.48 | 47.48 | 1 | 0.06 | 0.01 | 7291015085059
32500-003545 | T12FIG8 | 12mm Figure Eight Line End (Bag of 25 ea) | 7.18 | 0.29 | 25 | 0.13 | 0.07 | 3661734808170
32500-000820 | T12SOV | 12mm Shut-Off Valve (Ins x Ins) (Bag of 10 ea) | 50.17 | 5.02 | 10 | 0.71 | 0.07 | 3661734814102
00135-002160 | TLS6-25 | 6" Soil Staple (Bag of 25 ea) | 6.61 | 0.26 | 25 | 1 | 0.07 | 3661734564298
00135-002161 | TLS6-100 | 6" Soil Staple (Bag of 100 ea) | 26.4 | 0.26 | 100 | 3.75 | 0.2 | 3661734564304
00135-000925 | T12COMBOPACK3 | 12mm Fittings Pack: Insert Tee, "v" 2-Way Insert x 3/4" MPT, Manual Flush Valve | 7.54 | 7.54 | 1 | 0.25 | 0.07 | 3661734857529
00135-000950 | T12COMBOPACK4 | 12mm Fittings Pack: Insert Tee, Combination Tee, Insert Coupling, Manual Flush Valve | 8.47 | 8.47 | 1 | 0.27 | 0.07 | 3661734857512
32500-002248 | T12COUP-B | 12mm Insert Coupling (Box Qty 500 - 20 Bags of 25 ea) | 196 | 0.39 | 500 | 6.05 | 0.5 | 3661734808316
32500-003248 | T12ELL-B | 12mm Insert Elbow (Box Qty 500 - 20 Bags of 25 ea) | 297 | 0.59 | 500 | 5.53 | 0.5 | 3661734808354
32500-002499 | T12TEE-B | 12mm Insert Tee (Box Qty 500 - 20 Bags of 25 ea) | 308 | 0.62 | 500 | 7.01 | 0.5 | 3661734808477
32500-003195 | T12CROSS-B | 12mm Insert Cross (Box Qty 500 - 20 Bags of 25 ea) | 704 | 1.41 | 500 | 13.38 | 1 | 3661734860253
32500-002295 | T12050MA-B | 12mm Male Adapter 1/2” (Box Qty 500 - 20 Bags of 25 ea) | 368 | 0.74 | 500 | 13.68 | 1 | 3661734808392
32500-002449 | T12075MA-B | 12mm Male Adapter 3/4” (Box Qty 500 - 20 Bags of 25 ea) | 391 | 0.78 | 500 | 13.68 | 1 | 3661734808439
32500-002745 | T12075FTEE-B | 12mm Combination Tee (Ins x Ins x 3/4” FPT) (Box Qty 200 - 20 Bags of 10 ea) | 438 | 2.19 | 200 | 13.12 | 1 | 3661734808552
32500-002795 | T122W075MA-B | 12mm “V” 2-Way Insert x 3/4” MPT (Box Qty 200 - 20 Bags of 10 ea) | 334 | 1.67 | 200 | 13.12 | 1 | 3661734808514
00135-002162 | TLS6-1000 | 6" Soil Staples Bulk (Box Qty 1,000 Unit Pack) | 265 | 0.27 | 1000 | 39 | 0.38 | 3661734566292
Air/Vacuum Relief Vents
71000-016720 | TLAVRV | Air/Vacuum Relief Vent 1/2" MPT (Bag of 10) |  | 176 | 1 | 0.25 |  | 7291015544402
70561-001530 | TL65ARIA075 | Guardian 3/4" Air/Vacuum Relief Vent w/ schrader valve (sold in box quantity) |  | 68.36 | 24 | 0.22 |  | 7291015397275
70561-001535 | TL65ARIA100 | Guardian 1" Air/Vacuum Relief Vent w/ schrader valve (sold in box quantity) |  | 68.36 | 24 | 0.35 |  | 7291015673546
70561-001525 | TL65ARIA2 | Guardian 2" Air/Vacuum Relief Vent w/ schrader valve (sold in box quantity) |  | 90.41 | 12 | 0.44 |  | 7291015673553
Combination Air Vents
70561-000800 | AV-COMBO-050 | Mini 1/2" Combination Air Vent |  | 73.87 | 1 | 0.32 |  | 7291015418369
70561-000850 | AV-COMBO-075 | Mini 3/4" Combination Air Vent |  | 80.49 | 1 | 0.32 |  | 3661734057516
70561-001540 | TL65ARIB1-150 | Combination 1" Air Vent w/ schrader valve (sold in box quantity) |  | 162 | 6 | 0.65 |  | 3661734135009
Automatic Flush Valve
32000-007860 | TL050MFV-1 | Automatic Flush Valve 1/2" MPT Inlet |  | 27.79 | 1 | 0.25 | 0.07 | 7291015618547
32000-007920 | TLFV-1 | Automatic Flush Valve Insert Inlet |  | 27.79 | 1 | 0.25 | 0.07 | 7291015541135
In-Line Check Valve
32000-003565 | TLCV050M1-B | 1/2" MPT In-Line Check Valve - Black (Bag of 10 ea) | 60.56 | 6.06 | 10 | 0.2 | 0.1 | 7291015734865
Operation/Pressure Indicator Stakes
32000-002600 | 10-F-01 | Operation Pressure Indicator Stake for use with Techline DL and EZ systems |  | 9.85 | 1 | 0.01 | 0.35 | 7291015060254
00135-001100 | 10-CV-01 | Operation Pressure Indicator Stake for use with Techline HCVXR and CV Systems |  | 9.85 | 1 | 1.5 | 0.35 | 7291015561492
Low Volume Control Zone Kits
76601-005322 | LVCZS8010075-LF | 1" Valve, 3/4" Low Flow Pressure Regulator, 3/4" Disc Filter |  | 149 | 1 | 1.75 | - | 3661734761369
76601-005325 | LVCZS8010075-LF-B | 1" Valve, 3/4" Low Flow Pressure Regulator, 3/4" Disc Filter (Box of 6) | 836 | 139.33 | 6 | 11.5 | - | 3661734879521
76601-005413 | LVCZ10075-HFHP | 1" Valve, 3/4" High Flow Pressure Regulator, 3/4" Disc Filter |  | 149 | 1 | 1.75 | - | 3661734484381
76601-005411 | LVCZ10075-HFHP-B | 1" Valve, 3/4" High Flow Pressure Regulator, 3/4" Disc Filter (Box of 6) | 836 | 139.33 | 6 | 11.5 | - | 3661734484787
76601-005405 | LVCZ-150HP | 1 1/2" Valve, 1 1/2" High Flow Pressure Regulator, 1 1/2" Disc Filter |  | 507 | 1 | 2 | - | 3661734483711
76601-005330 | LVCZNV10075-LF | 3/4" Low Flow Pressure Regulator, 3/4" Disc Filter |  | 71.56 | 1 | 0.9 | - | 3661734104654
76601-005335 | LVCZNV10075-LF-B | 3/4" Low Flow Pressure Regulator, 3/4" Disc Filter (Box of 10) | 658 | 65.8 | 10 | 10 | - | 3661734879552
76601-005414 | LVCZNV10075-HFHP | 3/4" High Flow Pressure Regulator, 3/4" Disc Filter |  | 71.56 | 1 | 0.9 | - | 3661734484398
76601-005416 | LVCZNV10075-HFHP-B | 3/4" High Flow Pressure Regulator, 3/4" Disc Filter (Box of 10) | 658 | 65.8 | 10 | 10 | - | 3661734484800
76601-005407 | LVCZ-150HP-NV | 1 1/2" High Flow Pressure Regulator, 1 1/2" Disc Filter |  | 340 | 1 | 1.15 | - | 3661734483728
76601-005333 | LVCZS80SF10075-LF | 1" Valve, 3/4" Low Flow Pressure Regulator, 3/4" Screen Filter |  | 129 | 1 | 1.75 | - | 3661734282024
76601-005428 | LVCZSF10075-HFHP | 1" Valve, 3/4" High Flow Pressure Regulator, 3/4" Screen Filter |  | 129 | 1 | 1.75 | - | 3661734484404
76601-005427 | LVCZSF10075-HFHP-B | 1" Valve, 3/4" High Flow Pressure Regulator, 3/4" Screen Filter (Box of 6) | 732 | 122 | 6 | 11.5 | - | 3661734484855
76601-000003 | NCZ-1S-50PSI | 1" Valve, 1" Wide Range Pressure Regulator, 1" Screen Filter |  | 130 | 1 | 1.25 | - | 3666683192837
76601-005401 | LVCZSF-150HP | 1 1/2" Valve, 1 1/2" High Flow Pressure Regulator, 1 1/2" Screen Filter |  | 468 | 1 | 2 | - | 3661734483742
76601-005337 | LVCZNVSF10075-LF | 3/4" Low Flow Pressure Regulator, 3/4" Screen Filter |  | 54.58 | 1 | 0.9 | - | 3661734282161
76601-005430 | LVCZNVSF10075-HFHP | 3/4" High Flow Pressure Regulator, 3/4" Screen Filter |  | 54.58 | 1 | 0.9 | - | 3661734484411
- | LVCZNVSF1075-HFHP-B | 3/4" High Flow Pressure Regulator, 3/4" Screen Filter (Box of 10) | 495 | 49.5 | 10 | 10 | -
76601-000004 | NCZ-NV1S-50PSI | 1" Wide Range Pressure Regulator, 1" Screen Filter |  | 75 | 1 | 0.58 | - | 3666683193117
76601-005408 | LVCZSF-150HP-NV | 1 1/2" High Flow Pressure Regulator, 1 1/2" Screen Filter |  | 307 | 1 | 1.15 | - | 3661734483759
Pressure Regulators
00135-000480 | PRV075LF15V2K | Inline 3/4" FPT Inlet x FPT Outlet 15 psi 0.25 - 4.4 GPM |  | 16.76 | 1 | 0.25 | 0.01 | 7291015550076
00135-000490 | PRV075LF20V2K | Inline 3/4" FPT Inlet x FPT Outlet 20 psi 0.25 - 4.4 GPM |  | 16.76 | 1 | 0.25 | 0.01 | 7291015550069
00135-000500 | PRV075LF25V2K | Inline 3/4" FPT Inlet x FPT Outlet 25 psi 0.25 - 4.4 GPM |  | 16.76 | 1 | 0.25 | 0.01 | 7291015550052
00135-000510 | PRV075LF35V2K | Inline 3/4" FPT Inlet x FPT Outlet 35 psi 0.25 - 4.4 GPM |  | 16.76 | 1 | 0.25 | 0.01 | 7291015550045
00135-000520 | PRV075LF42V2K | Inline 3/4" FPT Inlet x FPT Outlet 42 psi 0.25 - 4.4 GPM |  | 16.76 | 1 | 0.25 | 0.01 | 7291015550038
- | PRV075LF50V2K | Inline 3/4" FPT Inlet x FPT Outlet 50 psi 0.25 - 4.4 GPM |  |  | 1 | 0.25 | 0.01
00135-000430 | PRV075HF15V2K | 3/4" FPT Inlet x MPT Outlet 15 psi 4.5 - 17.6 GPM |  | 18.53 | 1 | 0.25 | 0.01 | 7291015550120
00135-000440 | PRV075HF20V2K | 3/4" FPT Inlet x MPT Outlet 20 psi 4.5 - 17.6 GPM |  | 18.53 | 1 | 0.25 | 0.01 | 7291015550113
00135-000450 | PRV075HF25V2K | 3/4" FPT Inlet x MPT Outlet 25 psi 4.5 - 17.6 GPM |  | 18.53 | 1 | 0.25 | 0.01 | 7291015550106
00135-000460 | PRV075HF35V2K | 3/4" FPT Inlet x MPT Outlet 35 psi 4.5 - 17.6 GPM |  | 18.53 | 1 | 0.25 | 0.01 | 7291015550090
00135-000470 | PRV075HF45V2K | 3/4" FPT Inlet x MPT Outlet 45 psi 4.5 - 17.6 GPM |  | 18.53 | 1 | 0.25 | 0.01 | 7291015550083
00135-000472 | PRV075HF50V2K | 3/4" FPT Inlet x MPT Outlet 50 psi 4.5 - 17.6 GPM |  | 18.53 | 1 | 0.25 | 0.01 | 3661734264556
00135-000474 | PRV075HF57V2K | 3/4" FPT Inlet x MPT Outlet 57 psi 4.5 - 17.6 GPM |  | 18.53 | 1 | 0.25 | 0.01 | 3661734481540
00135-000027 | WRPR1-30PSI | 1" FPT Inlet x FPT Outlet 30 psi 0.5 - 30 GPM |  | 65 | 1 | 0.2 | - | 3666683183811
00135-000028 | WRPR1-40PSI | 1" FPT Inlet x FPT Outlet 40 psi 0.5 - 30 GPM |  | 65 | 1 | 0.2 | - | 3666683184115
00135-000029 | WRPR1-50PSI | 1" FPT Inlet x FPT Outlet 50 psi 0.5 - 30 GPM |  | 65 | 1 | 0.2 | - | 3666683184122
00135-000530 | PRV15015V2K | 1 1/2" MPT x MPT 15 psi 11 - 35 GPM |  | 56.01 | 1 | 0.63 | 0.09 | 7291015550021
00135-000540 | PRV15020V2K | 1 1/2" MPT x MPT 20 psi 11 - 35 GPM |  | 56.01 | 1 | 0.63 | 0.09 | 7291015550014
00135-000550 | PRV15025V2K | 1 1/2" MPT x MPT 25 psi 11 - 35 GPM |  | 56.01 | 1 | 0.63 | 0.09 | 7291015550007
00135-000560 | PRV15035V2K | 1 1/2" MPT x MPT 35 psi 11 - 35 GPM |  | 56.01 | 1 | 0.63 | 0.09 | 7291015549995
00135-000570 | PRV15045V2K | 1 1/2" MPT x MPT 45 psi 11 - 35 GPM |  | 56.01 | 1 | 0.63 | 0.09 | 7291015549988
- | PRV15050V2K | 1 1/2" MPT x MPT 50 psi 11 - 35 GPM |  | 56.01 | 1 | 0.63 | 0.09
- | PRV15057V2K | 1 1/2" MPT x MPT 57 psi 11 - 35 GPM |  | 56.01 | 1 | 0.63 | 0.09
00135-000595 | PRVU15V2K | 15 psi Regulator Unit |  | 13.79 | 1 | 0.09 | 0.01 | 7291015597637
00135-000600 | PRVU20V2K | 20 psi Regulator Unit |  | 13.79 | 1 | 0.09 | 0.01 | 7291015549957
00135-000610 | PRVU25V2K | 25 psi Regulator Unit |  | 13.79 | 1 | 0.09 | 0.01 | 7291015549940
00135-000620 | PRVU35V2K | 35 psi Regulator Unit |  | 13.79 | 1 | 0.09 | 0.01 | 7291015549933
00135-000630 | PRVU45V2K | 45 psi Regulator Unit |  | 13.79 | 1 | 0.09 | 0.01 | 7291015549926
00135-000640 | PRVU50V2K | 50 psi Regulator Unit |  | 13.79 | 1 | 0.09 | 0.01 | 7291015549919
- | PRVU57V2K | 57 psi Regulator Unit |  | 13.79 | 1 | 0.09 | 0.01
Manual Disc Filters
70640-001000 | DF075-040 | 3/4" Filter 40 mesh |  | Call for Quote | 1
70640-001100 | DF075-080 | 3/4" Filter 80 mesh |  | Call for Quote | 1
70640-001200 | DF075-120 | 3/4" Filter 120 mesh |  | Call for Quote | 1
70640-001300 | DF075-140 | 3/4" Filter 140 mesh |  | Call for Quote | 1
70641-001400 | DF100-040 | 1" Filter 40 mesh w/ valve |  | Call for Quote | 1
70641-001910 | DF100-080 | 1" Filter 80 mesh w/ valve |  | Call for Quote | 1
70641-001920 | DF100-120 | 1" Filter 120 mesh w/ valve |  | Call for Quote | 1
70641-001930 | DF100-140 | 1" Filter 140 mesh w/ valve |  | Call for Quote | 1
70641-002250 | DF100S-040 | 1" Filter Super 40 mesh w/ valve |  | Call for Quote | 1
70641-001220 | DF100S-080 | 1" Filter Super 80 mesh w/ valve |  | Call for Quote | 1
70641-001230 | DF100S-120 | 1" Filter Super 120 mesh w/ valve |  | Call for Quote | 1
70641-001240 | DF100S-140 | 1" Filter Super 140 mesh w/ valve |  | Call for Quote | 1
70641-002400 | DF150-040 | 1.5" Filter 40 mesh w/ valve |  | Call for Quote | 1
70641-002810 | DF150-080 | 1.5" Filter 80 mesh w/ valve |  | Call for Quote | 1
70641-002820 | DF150-120 | 1.5" Filter 120 mesh w/ valve |  | Call for Quote | 1
70641-002830 | DF150-140 | 1.5" Filter 140 mesh w/ valve |  | Call for Quote | 1
70641-003300 | DF150S-040 | 1.5" Filter Super 40 mesh w/ valve |  | Call for Quote | 1
70641-003310 | DF150S-080 | 1.5" Filter Super 80 mesh w/ valve |  | Call for Quote | 1
70641-003320 | DF150S-120 | 1.5" Filter Super 120 mesh w/ valve |  | Call for Quote | 1
70641-003330 | DF150S-140 | 1.5" Filter Super 140 mesh w/ valve |  | Call for Quote | 1
70640-004523 | DF2DL-040 | 2" Dual Lite Filter 40 mesh |  | Call for Quote | 1
70640-004522 | DF2DL-080 | 2" Dual Lite Filter 80 mesh |  | Call for Quote | 1
70640-004521 | DF2DL-120 | 2" Dual Lite Filter 120 mesh |  | Call for Quote | 1
70640-004520 | DF2DL-140 | 2" Dual Lite Filter 140 mesh |  | Call for Quote | 1
70641-003600 | DF200-040 | 2" Dual HP Filter 40 mesh |  | Call for Quote | 1
70641-003620 | DF200-080 | 2" Dual HP Filter 80 mesh |  | Call for Quote | 1
70641-003640 | DF200-120 | 2" Dual HP Filter 120 mesh |  | Call for Quote | 1
70641-003660 | DF200-140 | 2" Dual HP Filter 140 mesh |  | Call for Quote | 1
70640-006777 | DF3TLF-040 | 3" Twin Lite Flanged/Grooved Filter 40 mesh |  | Call for Quote | 1
70640-006780 | DF3TLF-080 | 3" Twin Lite Flanged/Grooved Filter 80 mesh |  | Call for Quote | 1
70640-006783 | DF3TLF-120 | 3" Twin Lite Flanged/Grooved Filter 120 mesh |  | Call for Quote | 1
70640-006786 | DF3TLF-140 | 3" Twin Lite Flanged/Grooved Filter 140 mesh |  | Call for Quote | 1
70640-012110 | DF3AG-040 | 3" Angle Grooved Filter 40 mesh |  | Call for Quote | 1
70640-012120 | DF3AG-080 | 3" Angle Grooved Filter 80 mesh |  | Call for Quote | 1
70640-012130 | DF3AG-120 | 3" Angle Grooved Filter 120 mesh |  | Call for Quote | 1
70640-012140 | DF3AG-140 | 3" Angle Grooved Filter 140 mesh |  | Call for Quote | 1
70640-012010 | DF3AF-040 | 3" Angle Flanged Filter 40 mesh |  | Call for Quote | 1
70640-012020 | DF3AF-080 | 3" Angle Flanged Filter 80 mesh |  | Call for Quote | 1
70640-012030 | DF3AF-120 | 3" Angle Flanged Filter 120 mesh |  | Call for Quote | 1
70640-012040 | DF3AF-140 | 3" Angle Flanged Filter 140 mesh |  | Call for Quote | 1
70640-012310 | DF4AF-040 | 4" Angle Flanged Filter 40 mesh |  | Call for Quote | 1
70640-012320 | DF4AF-080 | 4" Angle Flanged Filter 80 mesh |  | Call for Quote | 1
70640-012330 | DF4AF-120 | 4" Angle Flanged Filter 120 mesh |  | Call for Quote | 1
70640-012340 | DF4AF-140 | 4" Angle Flanged Filter 140 mesh |  | Call for Quote | 1
70640-006720 | DF3TF-040 | 3" Twin Flanged Filter 40 mesh |  | Call for Quote | 1
70640-006725 | DF3TF-080 | 3" Twin Flanged Filter 80 mesh |  | Call for Quote | 1
70640-006730 | DF3TF-120 | 3" Twin Flanged Filter 120 mesh |  | Call for Quote | 1
70640-006735 | DF3TF-140 | 3" Twin Flanged Filter 140 mesh |  | Call for Quote | 1
70640-010800 | DF4TF-040 | 4" Twin Flanged Filter 40 mesh |  | Call for Quote | 1
70640-011000 | DF4TF-080 | 4" Twin Flanged Filter 80 mesh |  | Call for Quote | 1
70640-011020 | DF4TF-120 | 4" Twin Flanged Filter 120 mesh |  | Call for Quote | 1
70640-011040 | DF4TF-140 | 4" Twin Flanged Filter 140 mesh |  | Call for Quote | 1
70640-011160 | DF6TF-040 | 6" Twin Flanged Filter 40 mesh |  | Call for Quote | 1
70640-011200 | DF6TF-080 | 6" Twin Flanged Filter 80 mesh |  | Call for Quote | 1
70640-011220 | DF6TF-120 | 6" Twin Flanged Filter 120 mesh |  | Call for Quote | 1
70640-011240 | DF6TF-140 | 6" Twin Flanged Filter 140 mesh |  | Call for Quote | 1
00135-000228 | DFR075040 | Ring set 40 Mesh (Blue) for 3/4" Disc Filter |  | 30.87 | 1 | 0.25 | 0.05 | 3661734681391
00135-000230 | DFR075080 | Ring set 80 Mesh (Yellow) for 3/4" Disc Filter |  | 30.87 | 1 | 0.25 | 0.05 | 7291015550298
00135-000240 | DFR075120 | Ring set 120 Mesh (Red) for 3/4" Disc Filter |  | 30.87 | 1 | 0.25 | 0.05 | 7291015550281
00135-000250 | DFR075140 | Ring set 140 Mesh (Black) for 3/4" Disc Filter |  | 30.87 | 1 | 0.25 | 0.05 | 7291015550274
00135-000255 | DFR150040 | Ring set with spine, 40 Mesh (Blue) for 1" & 1-1/2" Disc Filter |  | 69.46 | 1 | 0.88 | 0.09 | 3661734233378
00135-000260 | DFR150080 | Ring set with spine, 80 Mesh (Yellow) for 1" & 1-1/2" Disc Filter |  | 69.46 | 1 | 0.88 | 0.09 | 7291015550267
00135-000270 | DFR150120 | Ring set with spine, 120 Mesh (Red) for 1" & 1-1/2" Disc Filter |  | 69.46 | 1 | 0.88 | 0.09 | 7291015550250
00135-000280 | DFR150140 | Ring set with spine, 140 Mesh (Black) for 1" & 1-1/2" Disc Filter |  | 69.46 | 1 | 0.88 | 0.09 | 7291015550243
00135-000295 | DFR150L040 | Ring set with spine 40 Mesh (Blue) for 1-1/2" Long Disc Filter |  | 131 | 1 | 1 | 0.05 | 3661734709071
00135-000300 | DFR150L080 | Ring set with spine 80 Mesh (Yellow) for 1-1/2" Long Disc Filter |  | 131 | 1 | 1 | 0.05 | 7291015550229
00135-000310 | DFR150L120 | Ring set with spine 120 Mesh (Red) for 1-1/2" Long Disc Filter |  | 131 | 1 | 1 | 0.05 | 7291015550212
00135-000320 | DFR150L140 | Ring set with spine 140 Mesh (Black) for 1-1/2" Long Disc Filter |  | 131 | 1 | 1 | 0.05 | 7291015550205
00135-000328 | DFR200040 | Ring set, 40 Mesh (Blue) for 2" Dual Lite and HP Disc Filters |  | 195 | 1 | 1.75 | 0.35 | 3661734235310
00135-000330 | DFR200080 | Ring set, 80 Mesh (Yellow) for 2" Dual Lite and HP Disc Filters |  | 195 | 1 | 1.75 | 0.35 | 7291015550199
00135-000340 | DFR200120 | Ring set,120 Mesh (Red) for 2" Dual Lite and HP Disc Filters |  | 195 | 1 | 1.75 | 0.35 | 7291015550182
00135-000350 | DFR200140 | Ring set,140 Mesh (Black) for 2" Dual Lite and HP Disc Filters |  | 195 | 1 | 1.75 | 0.35 | 7291015550175
00135-000360 | DFR200200 | Ring set, 200 Mesh (Brown) for 2" Dual Lite and HP Disc Filters |  | 195 | 1 | 1.75 | 0.35 | 7291015550168
Manual Screen Filters
76240-001800 | SF075-155 | Screen Filter 3/4" MPT x MPT 155 Mesh 13 GPM Maximum Flow |  | 27.57 | 1 | 0.46 | 0.14 | 3661734265713
76240-001810 | SF100-155 | Screen Filter 1" MPT x MPT 155 Mesh 22 GPM Maximum Flow |  | 27.57 | 1 | 0.46 | 0.39 | 3661734265720
76240-001820 | SF150-155 | Screen Filter 1 1/2" MPT x MPT 155 Mesh 66 GPM Maximum Flow |  | 150 | 1 | 2.5 | 0.56 | 3661734265737
76240-001830 | SF200-155 | Screen Filter 2" MPT x MPT 155 Mesh 89 GPM Maximum Flow |  | 163 | 1 | 2.5 | 1.56 | 3661734265768
2" Compact LP Disc-Kleen Filter
70641-007328 | DFALP200-080AC | 2" Compact LP Disc-Kleen Automatic Filter, 1 - 80 GPM, 80 mesh, AC |  | 8588 | 1 | 32 |  | 3661734153713
70641-007333 | DFALP200-120AC | 2" Compact LP Disc-Kleen Automatic Filter, 1 - 80 GPM, 120 mesh, AC |  | 8588 | 1 | 32 |  | 3661734799720
70641-007340 | DFALP200-140AC | 2" Compact LP Disc-Kleen Automatic Filter, 1 - 80 GPM, 140 mesh, AC |  | 8588 | 1 | 32 |  | 3661734843027
70641-007330 | DFALP200-080DCL | 2" Compact LP Disc-Kleen Automatic Filter, 1 - 80 GPM, 80 mesh, DCL |  | 8282 | 1 | 32 |  | 3661734672726
70641-007335 | DFALP200-120DCL | 2" Compact LP Disc-Kleen Automatic Filter, 1 - 80 GPM, 120 mesh, DCL |  | 8282 | 1 | 32 |  | 3661734748117
70641-007341 | DFALP200-140DCL | 2" Compact LP Disc-Kleen Automatic Filter, 1 - 80 GPM, 140 mesh, DCL |  | 8282 | 1 | 32 |  | 3661734861717
70641-007349 | DFALPLF200-080AC | 2" Compact LP Disc-Kleen Automatic Filter, 1 - 50 GPM Low Flow, 80 mesh, AC |  | 8588 | 1 | 32 |  | 3661734299961
70641-007344 | DFALPLF200-120AC | 2" Compact LP Disc-Kleen Automatic Filter, 1 - 50 GPM Low Flow, 120 mesh, AC |  | 8588 | 1 | 32 |  | 3661734864572
70641-007345 | DFALPLF200-140AC | 2" Compact LP Disc-Kleen Automatic Filter, 1 - 50 GPM Low Flow, 140 mesh, AC |  | 8588 | 1 | 32 |  | 3661734850216
70641-007348 | DFALPLF200-080DCL | 2" Compact LP Disc-Kleen Automatic Filter, 1 - 50 GPM Low Flow, 80 mesh, DCL |  | 8282 | 1 | 32 |  | 3661734287067
70641-007352 | DFALPLF200-120DCL | 2" Compact LP Disc-Kleen Automatic Filter, 1 - 50 GPM Low Flow, 120 mesh, DCL |  | 8282 | 1 | 32 |  | 3661734443876
70641-007354 | DFALPLF200-140DCL | 2" Compact LP Disc-Kleen Automatic Filter, 1 - 50 GPM Low Flow, 140 mesh, DCL |  | 8282 | 1 | 32 |  | 3661734792493
Alphadisc Disc Filters
70618-000012 | ADI3S-080 | AlphaDisc - 2 Spines 3" FL DCL Solenoid BLE Controller |  | Call for Quote | 1
70606-000100 | ADI3S-120 | AlphaDisc - 2 Spines 3" FL DCL Solenoid BLE Controller |  | Call for Quote | 1
70618-000007 | ADI3S-140 | AlphaDisc - 2 Spines 3" FL DCL Solenoid BLE Controller |  | Call for Quote | 1
70618-000013 | ADI3SXL-080 | AlphaDisc - 2 XL Spines 3" FL DCL Solenoid BLE Controller |  | Call for Quote | 1
70606-000104 | ADI3SXL-120 | AlphaDisc - 2 XL Spines 3" FL DCL Solenoid BLE Controller |  | Call for Quote | 1
70618-000008 | ADI3SXL-140 | AlphaDisc - 2 XL Spines 3" FL DCL Solenoid BLE Controller |  | Call for Quote | 1
70618-000014 | ADI4SXL-080 | AlphaDisc - 2 XL Spines 4" FL DCL Solenoid BLE Controller |  | Call for Quote | 1
70606-000108 | ADI4SXL-120 | AlphaDisc - 2 XL Spines 4" FL DCL Solenoid BLE Controller |  | Call for Quote | 1
70618-000009 | ADI4SXL-140 | AlphaDisc - 2 XL Spines 4" FL DCL Solenoid BLE Controller |  | Call for Quote | 1
70618-000015 | ADI6DXL-080 | AlphaDisc - 4 XL Spines 6" FL DCL Solenoid CLD Controller |  | Call for Quote | 1
70606-000113 | ADI6DXL-120 | AlphaDisc - 4 XL Spines 6" FL DCL Solenoid CLD Controller |  | Call for Quote | 1
70618-000010 | ADI6DXL-140 | AlphaDisc - 4 XL Spines 6" FL DCL Solenoid CLD Controller |  | Call for Quote | 1
70618-000016 | ADI8TXL-080 | AlphaDisc - 6 XL Spines 8" FL DCL Solenoid CLD Controller |  | Call for Quote | 1
70606-000115 | ADI8TXL-120 | AlphaDisc - 6 XL Spines 8" FL DCL Solenoid CLD Controller |  | Call for Quote | 1
70618-000011 | ADI8TXL-140 | AlphaDisc - 6 XL Spines 8" FL DCL Solenoid CLD Controller |  | Call for Quote | 1
Alphapollo Disc Filters
70618-000001 | ADA3M10120CLD6 | AD APOLLO 3 MOD 10" PPMNF 120MSH CLD6 |  | Call for Quote | 1
70618-000020 | ADA4M10120CLD8 | AD APOLLO 4 MOD 10" PPMNF 120MSH CLD8 |  | Call for Quote | 1
70618-000002 | ADA5M10120CLD6 | AD APOLLO 5 MOD 10" PPMNF 120MSH CLD6 |  | Call for Quote | 1
70618-000003 | ADA6M10120CLD6 | AD APOLLO 6 MOD 10" PPMNF 120MSH CLD6 |  | Call for Quote | 1
70618-000004 | ADA7M10120CLD8 | AD APOLLO 7 MOD 10" PPMNF 120MSH CLD8 |  | Call for Quote | 1
70618-000005 | ADA8M10120CLD8 | AD APOLLO 8 MOD 10" PPMNF 120MSH CLD8 |  | Call for Quote | 1
70618-000006 | ADA8M12120CLD8 | AD APOLLO 8 MOD 12" PPMNF 120MSH CLD8 |  | Call for Quote | 1
70618-000017 | ADA9M12120CLD10 | AD APOLLO 9 MOD 12" PPMNF 120MSH CLD10 |  | Call for Quote | 1
70618-000018 | ADA10M12120CLD10 | AD APOLLO 10 MOD 12" PPMNF 120MSH CLD10 |  | Call for Quote | 1
SCREENGUARD VERTICAL AUTOMATIC SCREEN FILTERS
71960-000103 | 2SGAV2T-120ADCL | Screenguard AV 2" Thrd 120 Mesh AQTIV DCL SG1 Controller |  | Call for Quote | 1 | 103
71960-000173 | 2SGAV3T-120ADCL | Screenguard AV 3" Thrd 120 Mesh AQTIV DCL SG1 Controller |  | Call for Quote | 1 | 115
71960-000176 | 2SGAV3FL-120ADCL | Screenguard AV 3" Flf 120 Mesh AQTIV DCL SG1 Controller |  | Call for Quote | 1 | 117
71960-000223 | 2SGAV4FL-120ADCL | Screenguard AV 4" Flg 120 Mesh AQTIV DCL SG1 Controller |  | Call for Quote | 1 | 127
Series 80 Nylon Control Valves
24VAC Models
71640-018200 | 61ET75TT-E24VAC | 3/4" Series 80 Globe Valve with Flow Control, 26 GPM Maximum Flow |  | Call for Quote | 1 | 0.62 |  | 3661734736107
71640-018205 | 61ET1TT-E24VAC | 1" Series 80 Globe Valve with Flow Control, 44 GPM Maximum Flow |  | Call for Quote | 1 | 0.64 |  | 3661734585910
71640-000117 | 61ET15TT-E24VAC | 1 1/2" Series 80 Globe Valve with Flow Control, 110 GPM Maximum Flow |  | Call for Quote | 1 | 2
71640-000118 | 61ET15BT-E24VAC | 1 1/2" Series 80 Angle Valve with Flow Control, 110 GPM Maximum Flow |  | Call for Quote | 1 | 1.8
71640-000115 | 61ET2TT-E24VAC | 2" Series 80 Globe Valve with Flow Control, 176 GPM Maximum Flow |  | Call for Quote | 1 | 2
71640-000116 | 61ET2BT-E24VAC | 2" Series 80 Angle Valve with Flow Control, 176 GPM Maximum Flow |  | Call for Quote | 1 | 1.8
Manual Electirc Normally Closed
- | 61MEDJ15TT | 1 1/2" Series 80 Globe Valve with Flow Control, Manual Electric Normally Closed |  | Call for Quote | 1 | 2.2
- | 61MEDJ15BT | 1 1/2" Series 80 Angle Valve with Flow Control, Manual Electric Normally Closed |  | Call for Quote | 1 | 2
- | 61MEDJ2TT | 2" Series 80 Globe Valve with Flow Control, Manual Electric Normally Closed |  | Call for Quote | 1 | 2.2
- | 61MEDJ2BT | 2" Series 80 Angle Valve with Flow Control, Manual Electric Normally Closed |  | Call for Quote | 1 | 2
Manual Electric Normally Open
- | 61MESJ15TT | 1 1/2" Series 80 Globe Valve with Flow Control, Manual Electric Normally Open |  | Call for Quote | 1 | 2.2
- | 61MESJ15BT | 1 1/2" Series 80 Angle Valve with Flow Control, Manual Electric Normally Open |  | Call for Quote | 1 | 2
- | 61MESJ2TT | 2" Series 80 Globe Valve with Flow Control, Manual Electric Normally Open |  | Call for Quote | 1 | 2.2
- | 61MESJ2BT | 2" Series 80 Angle Valve with Flow Control, Manual Electric Normally Open |  | Call for Quote | 1 | 2
Pressure Reducing Electric Normally Closed
- | 61PREDJ15TT-MG | 1 1/2" Series 80 Globe Valve with Flow Control, Pressure Reducing Electric Normally Closed |  | Call for Quote | 1 | 2.2
- | 61PREDJ15BT-MG | 1 1/2" Series 80 Angle Valve with Flow Control, Pressure Reducing Electric Normally Closed |  | Call for Quote | 1 | 2
- | 61PREDJ2TT-MG | 2" Series 80 Globe Valve with Flow Control, Pressure Reducing Electric Normally Closed |  | Call for Quote | 1 | 2.2
- | 61PREDJ2BT-MG | 2" Series 80 Angle Valve with Flow Control, Pressure Reducing Electric Normally Closed |  | Call for Quote | 1 | 2
Pressure Reducing Electric Normally Open
- | 61PRESJ15TT-MG | 1 1/2" Series 80 Globe Valve with Flow Control, Pressure Reducing Electric Normally Open |  | Call for Quote | 1 | 2.2
- | 61PRESJ15BT-MG | 1 1/2" Series 80 Angle Valve with Flow Control, Pressure Reducing Electric Normally Open |  | Call for Quote | 1 | 2
- | 61PRESJ2TT-MG | 2" Series 80 Globe Valve with Flow Control, Pressure Reducing Electric Normally Open |  | Call for Quote | 1 | 2.2
- | 61PRESJ2BT-MG | 2" Series 80 Angle Valve with Flow Control, Pressure Reducing Electric Normally Opem |  | Call for Quote | 1 | 2
Iron Manual Electric Valves
71610-000505 | 61MEDJ2ITL | 2" Iron Threaded Valve, 24VAC, Manual Electric Valve Normally Closed |  | Call for Quote | 1 | 8
- | 61MESJ2ITL | 2" Iron Threaded Valve, 24VAC, Manual Electric Normally Open |  | Call for Quote | 1 | 8
- | 61MEDJ3IT | 3" Iron Threaded Valve, 24VAC, Manual Electric Normally Closed |  | Call for Quote | 1 | 25
- | 61MESJ3IT | 3" Iron Threaded Valve, 24VAC, Manual Electric Normally Open |  | Call for Quote | 1 | 25
71610-000506 | 61MEDJ3IF | 3" Iron Flanged Valve, 24VAC, Manual Electric Normally Closed |  | Call for Quote | 1 | 39 |  | 3661734438629
- | 61MESJ3IF | 3" Iron Flanged Valve, 24VAC, Manual Electrric Normally Open |  | Call for Quote | 1 | 39
71610-000507 | 61MEDJ4IF | 4" Iron Flanged Valve, 24VAC, Manual Electric Normally Closed |  | Call for Quote | 1 | 50
- | 61MESJ4IF | 4" Iron Flanged Valve, 24VAC, Manual Electrric Normally Open |  | Call for Quote | 1 | 50
Iron Pressure Reducing Manual Electric Valves
71610-000509 | 61PREDJ2ITL-MG | 2" Iron Threaded Valve, 24VAC, Pressure Reducing Manual Electric Normally Closed |  | Call for Quote | 1 | 9
- | 61PRESJ2ITL-MG | 2" Iron Threaded Valve, 24VAC, Pressure Reducing Manual Electric Normally Open |  | Call for Quote | 1 | 9
- | 61PREDJ3ITL-MG | 3" Iron Threaded Valve, 24VAC, Pressure Reducing Manual Electric Normally Closed |  | Call for Quote | 1 | 26
- | 61PRESJ3ITL-MG | 3" Iron Threaded Valve, 24VAC, Pressure Reducing Manual Electric Normally Open |  | Call for Quote | 1 | 26
71610-000510 | 61PREDJ3IFL-MG | 3" Iron Flanged Valve, 24VAC, Pressure Reducing Manual Electric Normally Closed |  | Call for Quote | 1 | 40
- | 61PRESJ3IFL-MG | 3" Iron Flanged Valve, 24VAC, Pressure Reducing Manual Electric Normally Open |  | Call for Quote | 1 | 40
71610-000516 | 61PREDJ4IFL-MG | 4" Iron Flanged Valve, 24VAC, Pressure Reducing Manual Electric Normally Closed |  | Call for Quote | 1 | 51
- | 61PRESJ4IFL-MG | 4" Iron Flanged Valve, 24VAC, Pressure Reducing Manual Electric Normally Open |  | Call for Quote | 1 | 51
Nylon and PVC Manual Electric Valves
71610-014527 | 61MEDJ2NT | 2" Nylon Threaded Valve, 24VAC, Manual Electric Normally Closed |  | Call for Quote | 1 | 3
- | 61MESJ2NT | 2" Nylon Threaded Valve, 24VAC, Manual Electric Normally Open |  | Call for Quote | 1 | 3
- | 61MEDJ3PT | 3" PVC Threaded Valve, 24VAC, Manual Electric Normally Closed |  | Call for Quote | 1 | 4
- | 61MESJ3PT | 3" PVC Threaded Valve, 24VAC, Manual Electric Normally Open |  | Call for Quote | 1 | 4
- | 61MEDJ4PS | 4" PVC Slip Valve, 24VAC, Manual Electric Normally Closed |  | Call for Quote | 1 | 11
- | 61MESJ4PS | 4" PVC Slip Valve, 24VAC, Manual Electric Normally Open |  | Call for Quote | 1 | 11
Nylon and PVC Pressure Reducing Manual Electric Valves
- | 61PREDJ2NT-MG | 2" Nylon Threaded Valve, 24VAC, Pressure Reducing Manual Electric Normally Closed |  | Call for Quote | 1 | 4
- | 61PRESJ2NT-MG | 2" Nylon Threaded Valve, 24VAC, Pressure Reducing Manual Electric Normally Open |  | Call for Quote | 1 | 4
71610-000099 | 61PREDJ3PT-MG | 3" PVC Threaded Valve, 24VAC, Pressure Reducing Manual Electric Normally Closed |  | Call for Quote | 1 | 6
- | 61PRESJ3PT-MG | 3" PVC Threaded Valve, 24VAC, Pressure Reducing Manual Electric Normally Open |  | Call for Quote | 1 | 6
71610-000101 | 61PREDJ4PS-MG | 4" PVC Slip Valve, 24VAC, Pressure Reducing Manual Electric Normally Closed |  | Call for Quote | 1 | 12
- | 61PRESJ4PS-MG | 4" PVC Slip Valve, 24VAC, Pressure Reducing Manual Electric Normally Open |  | Call for Quote | 1 | 12
Hydrometers - Manual Electric with Reed Switch Register
70261-014268 | LHM15TG1-MEL | 1 1/2” MPT Manual Electric, 55 GPM Max.Flow (1 gal/pulse - 1 pulse/gal) |  | 2036 | 1 | 5 |  | 7291015822852
70261-014460 | LHM2TG1-MEL | 2” FPT Manual Electric, 95 GPM Max. Flow (1 gal/pulse - 1 pulse/gal) |  | 2144 | 1 | 8 |  | 7291015771297
70261-014950 | LHM3FG1-MEL | 3” FLG Manual Electric, 220 GPM Max. Flow (1 gal/pulse - 1 pulse/gal) |  | 3266 | 1 | 53 |  | 7291015756423
70261-015311 | LHM4FG1-MEL | 4” FLG Manual Electric, 380 GPM Max. Flow (1 gal/pulse - 1 pulse/gal) |  | 5058 | 1 | 66 |  | 3661734276009
70261-015631 | LHM6FG10-MEL | 6” FLG Manual Electric, 860 GPM Max. Flow (10 gal/pulse - 0.1 pulse/gal) |  | 9186 | 1 | 247 |  | 3661734306058
70261-015930 | LHM8FG10-MEL | 8” FLG Manual Electric, 1,500 GPM Max. Flow (10 gal/pulse - 0.1 pulse/gal) |  | 12885 | 1 | 311 |  | 3661734870689
Hydrometers - Manual Electric with Photo Diode Register (High Frequency)
70261-014266 | LHM15TG0053-MEL | 1 1/2” MPT Manual Electric, 55 GPM Max.Flow (0.0053 gal/pulse - 187.9 pulse/gal) |  | 2210 | 1 | 5 |  | 7291015761212
70261-014451 | LHM2TG0085-MEL | 2” FPT Manual Electric, 95 GPM Max. Flow (0.0085 gal/pulse -117 pulse/gal) |  | 2319 | 1 | 8 |  | 7291015766934
70261-014954 | LHM3FG0205-MEL | 3” FLG Manual Electric, 220 GPM Max. Flow (0.0205 gal/pulse - 48.71 pulse/gal) |  | 3444 | 1 | 53 |  | 7291015998694
70261-015330 | LHM4FG0566-MEL | 4” FLG Manual Electric, 380 GPM Max. Flow (0.0566 gal/pulse - 17.933 pulse/gal) |  | 5236 | 1 | 66 |  | 7291015944738
70261-015630 | LHM6FG1739-MEL | 6” FLG Manual Electric, 860 GPM Max. Flow (0.1739 gal/pulse - 5.747 pulse/gal) |  | 9360 | 1 | 247 |  | 7291015821930
70261-015923 | LHM8FG317-MEL | 8” FLG Manual Electric, 1,500 GPM Max. Flow (0.317 gal/pulse - 3.152 pulse/gal) |  | 13060 | 1 | 311 |  | 3661734438520
Hydrometers - Manual Electric with ER Digital Register
70261-014287 | LHM2ERG.1MEL | 1 1/2” MPT Manual Electric, 55 GPM Max.Flow (0.1 gal/pulse - 10 pulse/gal) |  | 3060 | 1 | 5
70261-014772 | LHM2ERG.1MEL | 2” FPT Manual Electric, 95 GPM Max. Flow (0.1 gal/pulse - 10 pulse/gal) |  | 3171 | 1 | 8
70261-014939 | LHM3ERG0.1MEL | 3” FLG Manual Electric, 220 GPM Max. Flow (0.1 gal/pulse - 10 pulse/gal) |  | 4295 | 1 | 53
70261-015333 | LHM4ERG1MEL * | 4” FLG Manual Electric, 380 GPM Max. Flow (0.1 gal/pulse - 10 pulse/gal) |  | 6089 | 1 | 66
70261-015643 | LHM6ERG1MEL * | 6” FLG Manual Electric, 860 GPM Max. Flow (1 gal/pulse - 1 pulse/gal) |  | 10215 | 1 | 247
70261-000003 | LHM8ERG1MEL * | 8” FLG Manual Electric, 1,500 GPM Max. Flow (1 gal/pulse - 1 pulse/gal) |  | 13914 | 1 | 311
Octave Ultrasonic Water Meters
00135-001421 | LS36OCT02GALNO | 2” Octave Water Meter, No Output |  | Call For Quote | 1 | 19.8 |  | 3661734148627
00135-001423 | LS36OCT02GAL0.1 | 2” Octave Water Meter, 0.1 Gallons per Pulse |  | Call For Quote | 1 | 19.8 |  | 3661734199827
00135-001422 | LS36OCT02GAL1.0 | 2” Octave Water Meter, 1.0 Gallons per Pulse |  | Call For Quote | 1 | 19.8 |  | 3661734154420
- | LS36OCT02GAL10 | 2” Octave Water Meter, 10 Gallons per Pulse |  | Call For Quote | 1 | 19.8
00135-001426 | LS36OCT02GAL100 | 2” Octave Water Meter, 100 Gallons per Pulse |  | Call For Quote | 1 | 19.8 |  | 3661734826075
00135-001420 | LS36OCT02GAL420 | 2” Octave Water Meter, 420mA Analog Output |  | Call For Quote | 1 | 19.8 |  | 3661734186681
00135-001431 | LS36OCT03GALNO | 3” Octave Water Meter, No Output |  | Call For Quote | 1 | 28.7 |  | 3661734148641
00135-001435 | LS36OCT03GAL0.1 | 3” Octave Water Meter, 0.1 Gallons per Pulse |  | Call For Quote | 1 | 28.7 |  | 3661734266796
00135-001432 | LS36OCT03GAL1.0 | 3” Octave Water Meter, 1.0 Gallons per Pulse |  | Call For Quote | 1 | 28.7 |  | 3661734154437
00135-001433 | LS36OCT03GAL10 | 3” Octave Water Meter, 10 Gallons per Pulse |  | Call For Quote | 1 | 28.7 |  | 3661734264198
00135-001434 | LS36OCT03GAL100 | 3” Octave Water Meter, 100 Gallons per Pulse |  | Call For Quote | 1 | 28.7 |  | 3661734238588
00135-001430 | LS36OCT03GAL420 | 3” Octave Water Meter, 420mA Analog Output |  | Call For Quote | 1 | 28.7 |  | 3661734148634
00135-001441 | LS36OCT04GALNO | 4” Octave Water Meter, No Output |  | Call For Quote | 1 | 33.1 |  | 3661734148665
00135-001445 | LS36OCT04GAL0.1 | 4” Octave Water Meter, 0.1 Gallons per Pulse |  | Call For Quote | 1 | 33.1 |  | 3661734278546
00135-001442 | LS36OCT04GAL1.0 | 4” Octave Water Meter, 1.0 Gallons per Pulse |  | Call For Quote | 1 | 33.1 |  | 3661734154444
00135-001444 | LS36OCT04GAL10 | 4” Octave Water Meter, 10 Gallons per Pulse |  | Call For Quote | 1 | 33.1 |  | 3661734394369
- | LS36OCT04GAL100 | 4” Octave Water Meter, 100 Gallons per Pulse |  | Call For Quote | 1 | 33.1
00135-001440 | LS36OCT04GAL420 | 4” Octave Water Meter, 420mA Analog Output |  | Call For Quote | 1 | 33.1 |  | 3661734148658
00135-001461 | LS36OCT06GALNO | 6” Octave Water Meter, No Output |  | Call For Quote | 1 | 70.5 |  | 3661734148689
00135-001465 | LS36OCT06GAL0.1 | 6” Octave Water Meter, 0.1 Gallons per Pulse |  | Call For Quote | 1 | 70.5 |  | 3661734316156
00135-001464 | LS36OCT06GAL1.0 | 6” Octave Water Meter, 1.0 Gallons per Pulse |  | Call For Quote | 1 | 70.5 |  | 3661734282154
00135-001462 | LS36OCT06GAL10 | 6” Octave Water Meter, 10 Gallons per Pulse |  | Call For Quote | 1 | 70.5 |  | 3661734154451
00135-001463 | LS36OCT06GAL100 | 6” Octave Water Meter, 100 Gallons per Pulse |  | Call For Quote | 1 | 70.5 |  | 3661734408950
00135-001460 | LS36OCT06GAL420 | 6” Octave Water Meter, 420mA Analog Output |  | Call For Quote | 1 | 70.5 |  | 3661734148672
00135-001471 | LS36OCT08GALNO | 8” Octave Water Meter, No Output |  | Call For Quote | 1 | 99 |  | 3661734272544
00135-001473 | LS36OCT08GAL0.1 | 8” Octave Water Meter, 0.1 Gallons per Pulse |  | Call For Quote | 1 | 99
00135-001474 | LS36OCT08GAL1.0 | 8” Octave Water Meter, 1.0 Gallons per Pulse |  | Call For Quote | 1 | 99 |  | 3661734244992
00135-001476 | LS36OCT08GAL10 | 8” Octave Water Meter, 10 Gallons per Pulse |  | Call For Quote | 1 | 99 |  | 3661734264327
00135-001477 | LS36OCT08GAL100 | 8" Octave Water Meter, 100 Gallons per Pulse |  | Call For Quote | 1 | 99 |  | 3661734839129
00135-001472 | LS36OCT08GAL420 | 8” Octave Water Meter, 420mA Analog Output |  | Call For Quote | 1 | 99 |  | 3661734310161
00135-001481 | LS36OCT10GALNO | 10” Octave Water Meter, No Output |  | Call For Quote | 1 | 150 |  | 3661734272537
- | LS36OCT10GAL0.1 | 10” Octave Water Meter, 0.1 Gallons per Pulse |  | Call For Quote | 1 | 150
00135-001486 | LS36OCT10GAL1.0 | 10” Octave Water Meter, 1.0 Gallons per Pulse |  | Call For Quote | 1 | 150 |  | 3661734675147
00135-001482 | LS36OCT10GAL10 | 10” Octave Water Meter, 10 Gallons per Pulse |  | Call For Quote | 1 | 150 |  | 3661734204682
00135-001485 | LS36OCT10GAL100 | 10" Octave Water Meter, 100 Gallons per Pulse |  | Call For Quote | 1 | 150 |  | 3661734264334
00135-001483 | LS36OCT10GAL420 | 10” Octave Water Meter, 420mA Analog Output |  | Call For Quote | 1 | 150 |  | 3661734235327
- | LS36OCT12GALNO | 12” Octave Water Meter, No Output |  | Call For Quote | 1 | 216
- | LS36OCT12GAL0.1 | 12” Octave Water Meter, 0.1 Gallons per Pulse |  | Call For Quote | 1 | 216
- | LS36OCT12GAL1.0 | 12” Octave Water Meter, 1.0 Gallons per Pulse |  | Call For Quote | 1 | 216
- | LS36OCT12GAL10 | 12” Octave Water Meter, 10 Gallons per Pulse |  | Call For Quote | 1 | 216
- | LS36OCT12GAL100 | 12" Octave Water Meter, 100 Gallons per Pulse |  | Call For Quote | 1 | 216
- | LS36OCT12GAL420 | 12” Octave Water Meter, 420mA Analog Output |  | Call For Quote | 1 | 216
Plastic Water Meters with Reed Switch Register
00135-001200 | WM-075-0.1-RS-P | 3/4" Plastic Water Meter, 0.1 Gallons per Pulse |  | Call For Quote | 1 | 2.3 |  | 3661734879712
00135-001210 | WM-075-1.0-RS-P | 3/4" Plastic Water Meter, 1.0 Gallons per Pulse |  | Call For Quote | 1 | 2.3 |  | 3661734879729
00135-001220 | WM-100-1.0-RS-P | 1" Plastic Water Meter, 1.0 Gallons per Pulse |  | Call For Quote | 1 | 3.3 |  | 3661734879736
Plastic Water Meters with Photo Diode Register
00135-001230 | WM-075-.0015-PD-P | 3/4" Plastic Water Meter, .0015 Gallons per Pulse |  | Call For Quote | 1 | 2.3 |  | 3661734879743
00135-001240 | WM-100-.0021-PD-P | 1" Plastic Water Meter, 1.0 Gallons per Pulse, Photo Diode Register |  | Call For Quote | 1 | 3.3 |  | 3661734879750
Plastic Water Meters with ER Digital Register
- | WM-075-0.1-ER-P | 3/4" Plastic Water Meter, 0.1 Gallons per Pulse |  | Call For Quote | 1 | 2.3
- | WM-100-0.1-ER-P | 1" Plastic Water Meter, 0.1 Gallons per Pulse |  | Call For Quote | 1 | 3.3
Metal Water Meters with Reed Switch Register
00135-001250 | WM-075-0.1-RS-M | 3/4" 'M' Series Metal Water Meter, 0.1 Gallons per Pulse |  | Call For Quote | 1 | 4.4 |  | 3661734879767
00135-001260 | WM-075-1.0-RS-M | 3/4" 'M' Series Metal Water Meter, 1.0 Gallons per Pulse |  | Call For Quote | 1 | 4.4 |  | 3661734879774
00135-001270 | WM-100-1.0-RS-M | 1" 'M' Series Metal Water Meter, 1.0 Gallons per Pulse |  | Call For Quote | 1 | 6.1 |  | 3661734879781
00135-001300 | WM-150-1.0-RS | 1 1/2" Metal Water Meter, 1.0 Gallons per Pulse |  | Call For Quote | 1 | 15 |  | 3661734897174
00135-001310 | WM-200-10-RS | 2" Metal Water Meter, 10 Gallons per Pulse |  | Call For Quote | 1 | 11 |  | 3661734898140
00135-001322 | WMW-300-10-RS | 3" Metal Water Meter, 10 Gallons per Pulse |  | Call For Quote | 1 | 34 |  | 3661734144254
00135-001332 | WMW-400-10-RS | 4" Metal Water Meter, 10 Gallons per Pulse |  | Call For Quote | 1 | 42 |  | 3661734144261
00135-001342 | WMW-600-100-RS | 6" Metal Water Meter, 100 Gallons per Pulse |  | Call For Quote | 1 | 77 |  | 3661734144278
Metal Water Meters with Photo Diode Register
00135-001280 | WM-075-.0015-PD-M | 3/4" Metal Water Meter, .0015 Gallons per Pulse |  | Call For Quote | 1 | 4.4 |  | 3661734879798
00135-001290 | WM-100-.0021-PD-M | 1" Metal Water Meter, .0021 Gallons per Pulse |  | Call For Quote | 1 | 6.1 |  | 3661734879804
00135-001305 | WM-150-.0074-PD | 1 1/2" Metal Water Meter, .0074 Gallons per Pulse |  | Call For Quote | 1 | 15 |  | 3661734898522
00135-001315 | WM-200-1.0-PD | 2" Metal Water Meter, 1.0 Gallons per Pulse |  | Call For Quote | 1 | 11 |  | 3661734898225
Metal Water Meters with ER Digital Register
70261-000013 | WM-075-0.1-ER-M | 3/4" Metal Water Meter, 0.1 Gallons per Pulse |  | Call For Quote | 1 | 4.4
- | WM-100-0.1-ER-M | 1" Metal Water Meter, 0.1 Gallons per Pulse |  | Call For Quote | 1 | 6.1
00135-001304 | WM-150-0.1-ER | 1 1/2" Metal Water Meter, 0.1 Gallons per Pulse |  | Call For Quote | 1 | 15
00135-001312 | WM-200-1.0-ER | 2" Metal Water Meter, 1.0 Gallons per Pulse |  | Call For Quote | 1 | 11 |  | 3661734440806
00135-001325 | WMW-300-1.0-ER | 3" Metal Water Meter, 1.0 Gallons per Pulse |  | Call For Quote | 1 | 40 |  | 3661734445580
00135-001335 | WMW-400-1.0-ER | 4" Metal Water Meter, 1.0 Gallons per Pulse |  | Call For Quote | 1 | 50 |  | 3661734329033
- | WMW-600-10-ER | 6" Metal Water Meter, 10 Gallons per Pulse |  | Call For Quote | 1 | 73
NETBOW
77470-000004 | NETBOW5F-CART | Netbow 5" 4 Outlets Barb Foldable Legs 120/CAR | CALL FOR QUOTE |  | 120
77470-000002 | NETBOW10BF-CART | NetBow 10" 8 Outlet BRB FLD LEG 50/CAR | CALL FOR QUOTE |  | 50
77470-000108 | NETBOW10-18 | NetBow 10" 8 Outlets Barb BKPE 18" 50/BX | CALL FOR QUOTE |  | 50
77470-000109 | NETBOW10-18WH | NetBow 10" 8 Outlets Barb WHPE 18" 50/BX | CALL FOR QUOTE |  | 50
77470-000110 | NETBOW10-24WH | NetBow 10" 8 Outlets Barb WHPE 24" 50/BX | CALL FOR QUOTE |  | 50
77470-000111 | NETBOW10-30WH | NetBow 10" 8 Outlets Barb WHPE 30" 50/BX | CALL FOR QUOTE |  | 50
77470-000112 | NETBOW10-36WH | NetBow 10" 8 Outlets Barb WHPE 36" 50/BX | CALL FOR QUOTE |  | 50
77470-000120 | NETBOW10-18WH-DRZ | NETBOW 10" 8 Outlets ELB WHPE 18" DR ZIP 50/BOX | CALL FOR QUOTE |  | 50
NETBOW ASSEMBLY COMPONENTS
32000-002525 | 11002520-B | 5 mm elbow | 14.21 | 0.28 | 50
32000-002030 | 11WPCON-B | 3 mm flex tube adapter (for nipple outlet drippers) | 61.05 | 0.24 | 250
40005-000256 | 15FPEW53-18 | 18" Pre-Cut Super flex uv white pe tubing (5/3 mm) | 41 | 0.41 | 100
40005-000251 | 15FPEW53-24 | 24" Pre-Cut Super flex uv white pe tubing (5/3 mm) | 46 | 0.46 | 100
40005-000250 | 15FPEW53-30 | 30" Pre-Cut Super flex uv white pe tubing (5/3 mm) | 56 | 0.56 | 100
40005-000253 | 15FPEW53-36 | 36" Pre-Cut Super flex uv white pe tubing (5/3 mm) | 65 | 0.65 | 100
NETBOW HUB CONNECTIONS (PC, PCJ, Dr. Zip)
- | DRZIP-B1000 | DR. ZIP | 360 | 0.36 | 1000
32000-010961 | DRZIP-B50 | DR. ZIP 50/BAG | 19.69 | 0.39 | 50
32000-010962 | DRZIP-B100 | DR. ZIP 100/BAG | 39.37 | 0.39 | 100
Self-Piercing Emitters
21520-003780 | SPCV05-25 | 0.5 GPH Barb Inlet x .160" Barb Outlet Blue Color (25/Bag) | 12.74 | 0.51 | 25 | 0.13 | 0.01 | 3661734502146
21520-003790 | SPCV05-100 | 0.5 GPH Barb Inlet x .160" Barb Outlet Blue Color (100/Bag) | 47.24 | 0.47 | 100 | 0.52 | 0.35 | 3661734502153
21520-003797 | SPCV05-250 | 0.5 GPH Barb Inlet x .160" Barb Outlet Blue Color (250/Bag) | 111 | 0.44 | 250 | 0.81 | 0.35 | 3661734502160
21520-003799 | SPCV05-1000 | 0.5 GPH Barb Inlet x .160" Barb Outlet Blue Color (1,000/Bag) | 403 | 0.4 | 1000 | 3.2 | 1.4 | 3661734502832
21520-003807 | SPCV10-25 | 1.0 GPH Barb Inlet x .160" Barb Outlet Black Color (25/Bag) | 12.74 | 0.51 | 25 | 0.13 | 0.01 | 3661734502849
21520-003815 | SPCV10-100 | 1.0 GPH Barb Inlet x .160" Barb Outlet Black Color (100/Bag) | 47.24 | 0.47 | 100 | 0.52 | 0.35 | 3661734503327
21520-003820 | SPCV10-250 | 1.0 GPH Barb Inlet x .160" Barb Outlet Black Color (250/Bag) | 111 | 0.44 | 250 | 0.81 | 0.35 | 3661734504966
21520-003828 | SPCV10-1000 | 1.0 GPH Barb Inlet x .160" Barb Outlet Black Color (1,000/Bag) | 403 | 0.4 | 1000 | 3.2 | 1.4 | 3661734504973
21520-003833 | SPCV20-25 | 2.0 GPH Barb Inlet x .160" Barb Outlet Red Color (25/Bag) | 12.74 | 0.51 | 25 | 0.13 | 0.01 | 3661734507479
21520-003837 | SPCV20-100 | 2.0 GPH Barb Inlet x .160" Barb OutletRed Color (100/bag) | 47.24 | 0.47 | 100 | 0.52 | 0.35 | 3661734507486
21520-003842 | SPCV20-250 | 2.0 GPH Barb Inlet x .160" Barb OutletRed Color (250/Bag) | 111 | 0.44 | 250 | 0.81 | 0.35 | 3661734507493
21520-003847 | SPCV20-1000 | 2.0 GPH Barb Inlet x .160" Barb OutletRed Color (1,000/bag) | 403 | 0.4 | 1000 | 3.2 | 1.4 | 3661734507509
45000-001395 | SPDT | Self-Piercing Emitter Insertion Tool |  | 15.06 | 1 | 0.13 | 0.03 | 3661734860284
Techflow Emitters
21020-001315 | WPC5 | 0.53 GPH Barb Inlet x Nipple Outlet Red Color | 22.59 | 0.9 | 25 | 0.5 | 0.03 | 7291015402429
21020-001333 | WPC5-250 | 0.53 GPH Barb Inlet x Nipple Outlet Red Color | 189 | 0.76 | 250 | 3.7 | 0.45 | 7291015402412
21020-001410 | WPC10 | 1.06 GPH Barb Inlet x Nipple Outlet Black Color | 22.59 | 0.9 | 25 | 0.5 | 0.03 | 7291015402405
21020-001433 | WPC10-250 | 1.06 GPH Barb Inlet x Nipple Outlet Black Color | 189 | 0.76 | 250 | 3.7 | 0.45 | 7291015402399
21020-001510 | WPC20 | 2.11 GPH Barb Inlet x Nipple Outlet Green Color | 22.59 | 0.9 | 25 | 0.5 | 0.03 | 7291015402382
21020-001533 | WPC20-250 | 2.11 GPH Barb Inlet x Nipple Outlet Green Color | 189 | 0.76 | 250 | 3.7 | 0.45 | 7291015402375
27080-001710 | WPBC | Bug Cap for Nipple Outlet (Bag of 25 ea) | 7.83 | 0.31 | 25 | 0.03 | 0.01 | 7291015402238
32000-002110 | 11WPCON47-B | Barb Adapter for Nipple Outlet (Bag of 25 ea) | 5.98 | 0.24 | 25 | 0.03 | 0.01 | 7291015643969
BD and WP Emitters
20000-001115 | BD5 | 0.5 GPH Barb Inlet Red Color | 11.59 | 0.46 | 25 | 0.13 | 0.01 | 7291015402665
00135-000780 | BD5-250 | 0.5 GPH Barb Inlet Red Color | 111 | 0.44 | 250 | 0.76 | 0.35 | 7291015550731
20000-001215 | BD10 | 1.0 GPH Barb Inlet Black Color | 11.59 | 0.46 | 25 | 0.13 | 0.01 | 7291015402641
00135-000760 | BD10-250 | 1.0 GPH Barb Inlet Black Color | 111 | 0.44 | 250 | 0.76 | 0.35 | 7291015550618
20000-001315 | BD20 | 2.0 GPH Barb Inlet Green Color | 11.59 | 0.46 | 25 | 0.13 | 0.01 | 7291015402627
00135-000770 | BD20-250 | 2.0 GPH Barb Inlet Green Color | 111 | 0.44 | 250 | 0.76 | 0.35 | 7291015550625
20020-001515 | WP5 | 0.5 GPH Barb Inlet x Barb Outlet Red Color | 16.22 | 0.65 | 25 | 0.13 | 0.01 | 7291015402603
00135-000740 | WP5-250 | 0.5 GPH Barb Inlet x Barb Outlet Red Color | 152 | 0.61 | 250 | 0.76 | 0.35 | 7291015550595
20020-001615 | WP10 | 1.0 GPH Barb Inlet x Barb Outlet Black Color | 16.22 | 0.65 | 25 | 0.13 | 0.01 | 7291015402580
00135-000730 | WP10-250 | 1.0 GPH Barb Inlet x Barb Outlet Black Color | 152 | 0.61 | 250 | 0.76 | 0.35 | 7291015550588
20020-001715 | WP20 | 2.0 GPH Barb Inlet x Barb Outlet Green Color | 16.22 | 0.65 | 25 | 0.13 | 0.01 | 7291015402566
00135-000735 | WP20-250 | 2.0 GPH Barb Inlet x Barb Outlet Green Color | 152 | 0.61 | 250 | 0.76 | 0.35 | 7291015561010
Polyethylene Tubing - Black
40510-000671 | PE052062-25 | PE - 16mm .520" x .620" x .050" Wall 250 Ft. Coil Black |  | Call for Quote | 1 | 10.3 | 2.1 | 3661734894579
40510-000672 | PE052062-05 | PE - 16mm .520" x .620" x .050" Wall 500 Ft. Coil Black |  | Call for Quote | 1 | 18 | 3.5 | 3661734894586
40510-000673 | PE052062-10 | PE - 16mm .520" x .620" x .050" Wall 1,000 Ft. Coil Black |  | Call for Quote | 1 | 37 | 7 | 3661734894593
19951-000064 | PE062071-05 | PE - 1/2" .620" x .710" x .045" Wall 500 Ft. Coil Black |  | Call for Quote | 1 | 18 | 3.7 | 3661734894609
40510-000675 | PE062071-10 | PE - 1/2" .620" x .710" x .045" Wall 1,000 Ft. Coil Black |  | Call for Quote | 1 | 38.3 | 7 | 3661734895019
19951-000044 | PE060070-01 | PE - 1/2" .600" x .700" x .050" Wall 100 Ft. Coil Black |  | Call for Quote | 1 | 13 | 3.5 | 7291015524145
40510-000676 | PE060070-25 | PE - 1/2" .600" x .700" x .050" Wall 250 Ft. Coil Black |  | Call for Quote | 1 | 13 | 3.5 | 3661734895026
40510-000681 | PE060070-05 | PE - 1/2" .600" x .700" x .050" Wall 500 Ft. Coil Black |  | Call for Quote | 1 | 20.6 | 4.3 | 3661734895033
19951-000032 | PE060070-10 | PE - 1/2" .600" x .700" x .050" Wall 1,000 Ft. Coil Black |  | Call for Quote | 1 | 42 | 8.7 | 3661734895040
40510-000719 | PE082094-01 | PE - 3/4" .820" x .940" x .060" Wall 100 Ft. Coil Black |  | Call for Quote | 1 | 33.5 | 7.7 | 3661734151917
19951-000160 | PE082094-25 | PE - 3/4" .820" x .940" x .060" Wall 250 Ft. Coil Black |  | Call for Quote | 1 | 33.5 | 7.7 | 3661734151566
19951-000066 | PE082094-05 | PE - 3/4" .820" x .940" x .060" Wall 500 Ft. Coil Black |  | Call for Quote | 1 | 33.5 | 7.7 | 3661734895057
19951-000131 | PE082094-10 | PE - 3/4" .820" x .940" x .060" Wall 1,000 Ft. Coil Black |  | Call for Quote | 1 | 46 | 8.9 | 3661734895118
19951-000083 | PE106120-05 | PE - 1" 1.106" x 1.20" x .070" Wall 500 Ft. Coil Black |  | Call for Quote | 1 | 101 | 7.9 | 3661734895125
Polyethylene Tubing - Bright White
40510-000992 | PE052062-05BW | PE - 16mm .520" x .620" x .050" Wall 500 Ft. Coil Bright White |  | Call for Quote | 1 | 18 | 3.5
19953-000116 | PE052062-10BW | PE - 16mm .520" x .620" x .050" Wall 1,000 Ft. Coil Bright White |  | Call for Quote | 1 | 37 | 7
19953-000125 | PE060070-05BW | PE - 1/2" .600" x .700" x .050" Wall 500 Ft. Coil Bright White |  | Call for Quote | 1 | 20.6 | 4.3
40510-000990 | PE060070-10BW | PE - 1/2" .600" x .700" x .050" Wall 1,000 Ft. Coil Bright White |  | Call for Quote | 1 | 42 | 8.7
19953-000135 | PE082094-05BW | PE - 3/4" .820" x .940" x .060" Wall 500 Ft. Coil Bright White |  | Call for Quote | 1 | 33.5 | 7.7
19953-000112 | PE106120-05BW | PE - 1" 1.106" x 1.20" x .070" Wall 500 Ft. Coil Bright White |  | Call for Quote | 1 | 101 | 7.9
Micro-Tubing
40001-000490 | EDTUBE-01 | Black Polyethylene Micro Tubing, .160" x .220" 100 Feet |  | 14.89 | 1 | 0.75 | 0.16 | 7291015543481
00135-000700 | EDTUBE-10 | Black Polyethylene Micro Tubing, .160" x .220" 1,000 Feet |  | 126 | 1 | 9 | 1.04 | 7291015550540
00135-000690 | EDTUBE-01W | White Polyethylene Micro Tubing, .156" x .264" 100 Feet |  | 27.03 | 1 | 0.75 | 0.16 | 7291015556474
40001-000050 | EDTUBE-10W | White Polyethylene Micro Tubing, .156" x .264" 1,000 Feet |  | 133 | 1 | 9 | 1.04 | 7291015543542
Micro-Tubing Fittings
32500-001518 | EDTUBETEE | 1/4" (.160") Barbed Tee | 9.93 | 0.4 | 25 | 0.06 | 0.01 | 7291015402061
76220-009360 | EDTUBEMVLV-B | 1/4" (.160") Barbed Micro-Valve | 16.8 | 1.68 | 10 | 0.3 | 0.02 | 7291015543177
32000-001915 | EDTUBEBA | 1/4" (.160") Barbed Adapter/Coupler | 7.83 | 0.31 | 25 | 0.03 | 0.01 | 7291015402184
32000-001518 | EDTUBESTK | 1/4" Tubing Stake | 10.73 | 0.43 | 25 | 0.13 | 0.01 | 7291015402207
32000-001015 | GOOFPLUG | 1/4" x 3/8" Goof Plug | 5.51 | 0.22 | 25 | 0.13 | 0.02 | 7291015402221
32000-002310 | EDTUBE8XMT | 1/2" MPT x 1/4" 8-Way Adapter | 52.68 | 2.11 | 25 | 0.5 | 0.01 | 7291015402146
45000-001050 | MTUBESPUN | 1/4" (.160") All Steel Punch |  | 57.89 | 1 | 0.25 | 0.03 | 7291015084656
45000-001201 | MTUBEPPUN | 1/4" (.160") Plastic Handle Punch |  | 28.95 | 1 | 0.13 | 0.03 | 7291015401781
45000-001395 | SPDT | Self-Piercing Emitter Insertion Tool |  | 15.06 | 1 | 0.13 | 0.03 | 3661734860284